## E_KUBIKEL_GD_DETAIL
GARDU | NO_SERI_ALAT | MERK | JENIS | TH_BUAT | Nama Area
BC309 | SM1125-17-54 | SCHNEIDER | PMT |  | Cengkareng
BC309 | SM1125-220-4 | SCHNEIDER | PMT |  | Cengkareng
BC309 | 230-998M0078 | ABB | PB | 2002 | Cengkareng
BC310 | 3063.17.213 | EGA | LBS MOT | 2017 | Cengkareng
BC310 | 1010.17.212 | EGA | LBS | 2017 | Cengkareng
BC310 | 1766.17.234 | EGA | CBOG | 2017 | Cengkareng
BC311 | CI-2017-W465-009 | SCHNEIDER | LBS | 2017 | Cengkareng
BC311 | CI-2017-W403-0110 | SCHNEIDER | LBS | 2017 | Cengkareng
BC311 | 3203.17.213 | EGA | LBS | 2017 | Cengkareng
BC311 | IVZN230763M0013 | ABB UNISWITCH | PB1 | 2000 | Cengkareng
BC357 | CI2017WA030051 | SCHNEIDER | LBS MOT | 2017 | Cengkareng
BC357 | 84917212 | EGA | LBS | 2017 | Cengkareng
BC357 | CI2018W0310051 | SCHNEIDER | PB | 2018 | Cengkareng
BC359 | 0383.18.212 | EGA | LBS | 2018 | Cengkareng
BC359 | Nomor Seri.1294.21.213 | EGA | LBS Motorized | 2021 | Cengkareng
BC361 | 502580 | MERLIN GERIN | LBS | 2005 | Cengkareng
BC361 | 502568 | MERLIN GERIN | LBS | 2005 | Cengkareng
BC361 | CI-2019-W17-1-0078/2019 | SCHINEIDER | PB | 2019 | Cengkareng
BC362 | - | MG VERCOR M6 | LBS |  | Cengkareng
BC362 | - | MG VERCOR M6 | LBS |  | Cengkareng
BC362 | - | MG VERCOR M6 | PB |  | Cengkareng
BC39 | 1927S051 | ORMAZABAL | LBS | 2019 | Cengkareng
BC39 | 1927S051 | ORMAZABAL | LBS | 2019 | Cengkareng
BC39 | 1927S051 | ORMAZABAL | PB | 2019 | Cengkareng
BC4 | C1-2018-W39-4-0006 | SCHINEIDER | LBS MOT | 2018 | Cengkareng
BC4 | C1-2018-W40-5-0005 | SCHINEIDER | LBS MOT | 2018 | Cengkareng
BC43 | - | ABB | LBS |  | Cengkareng
BC43 | - | ABB | PB1 |  | Cengkareng
BC43 | - | EGA | PB2 |  | Cengkareng
BC44 | 11841 | FLUOKIT M | LBS | 2009 | Cengkareng
BC44 | 1751 | FLUOKIT M | PB | 2009 | Cengkareng
BC46 | 0025.21.214 | EGA | PB2 | 2021 | Cengkareng
BC46 | 0198.21.213 | EGA | LBS MOT | 2021 | Cengkareng
BC46A | CI-2012-W41-3-0005 | SCHNEIDER | LBS | 2012 | Cengkareng
BC46A | CI-2012-W41-3-0016 | SCHNEIDER | LBS | 2012 | Cengkareng
BC46A | 341-12-BF | EGA | PB1 | 2012 | Cengkareng
BC47 | ci 2016.w24.4.0002 | SCHINEIDER | LBS | 2016 | Cengkareng
BC47 | Ci 2018.w19.4.0003 | SCHINEIDER | LBS | 2016 | Cengkareng
BC47 | Ci 2016.w20.3.0009 | SCHINEIDER | PB1 | 2016 | Cengkareng
BC208 | - | SCHINEIDER | LBS |  | Cengkareng
BC208 | - | SCHINEIDER | LBS |  | Cengkareng
BC210 | 2807 | FLUOKIT M | PB |  | Cengkareng
BC210 | 833 | FLUOKIT M | LBS | 1995 | Cengkareng
BC210 | C1-2017-W04-4-0047 | SCHINEIDER | LBS | 2017 | Cengkareng
BC210 | 428 | FLUOKIT M | PT |  | Cengkareng
TT15 | 12-95-99 | SCHNEIDER | LBS | 2019 | Menteng
P102 | T73005052683-0346 | SIEMENS | LBS | 2020 | Menteng
MK124 |  | Kit 27.2 | PB |  | Cengkareng
MK126 | - | EGA | LBS MOT | 2016 | Cengkareng
MK126 | - | EGA | LBS MOT | 2016 | Cengkareng
MK126 | - | EGA | LBS | 2016 | Cengkareng
MK128 | C1-2018-W13-4-0003 | SCHNEIDER | LBS MANUAL | 2018 | Cengkareng
MK128 | C1-2018-W09-2-0028 | SCHNEIDER | LBS MOTORIZE | 2018 | Cengkareng
MK128 | C1-2018-W11-3-0012 | SCHNEIDER | PB | 2018 | Cengkareng
MK132 | 52110032 | SCHNEIDER | LBS | 2017 | Cengkareng
MK132 | 1130013 | SCHNEIDER | PB1 | 2018 | Cengkareng
MK156 | - | EGA | LBS |  | Cengkareng
MK156 | - | EGA | LBS |  | Cengkareng
MK159 | - | SIEMENS | LBS |  | Cengkareng
MK159 | - | SIEMENS | LBS |  | Cengkareng
MK159 | 349.1721 | EGA | PB1 | 2017 | Cengkareng
MK161 | 2277.13.BL | EGA | LBS MOT | 2013 | Cengkareng
MK161 | 2305.13.BL | EGA | LBS MOT | 2013 | Cengkareng
MK161 | CI-2014-W12-4-0022 | SCHNEIDER | PGC | 2014 | Cengkareng
MK172 | Nomor Seri.1282.21.213 | EGA | LBS Motorized | 2021 | Cengkareng
MK172 | C1-2019-W39-5-0014 | SCHINEIDER | PB | 2019 | Cengkareng
MK172 | C1-2019-W39-1-0074 | EGA | LBS CBO | 2018 | Cengkareng
MK173 | - | EGA | PB |  | Cengkareng
MK173 | - | EGA | LBS |  | Cengkareng
MK173 | - | EGA | LBS |  | Cengkareng
MK173 | - | EGA | LBS |  | Cengkareng
MK173 | - | EGA | PGC |  | Cengkareng
MK185 | 0193.21.213 | EGA | LBS | 2021 | Cengkareng
MK185 | 0202.21.213 | EGA | LBS | 2021 | Cengkareng
MK185 | 0029.21.214 | EGA | PB | 2021 | Cengkareng
MK187 | 12345 | FLUOKIT M | LBS | 2013 | Cengkareng
MK187 | 12345 | FLUOKIT M | LBS |  | Cengkareng
MK187 | 928 | FLUOKIT M | PB | 2013 | Cengkareng
MK190 | 357 | FLUOKIT M | PB | 1990 | Cengkareng
MK190 | 802969 | SCHNEIDER | LBS |  | Cengkareng
MK190 | 616 | FLUOKIT M | LBS | 1991 | Cengkareng
MK190 | 257 | FLUOKIT M | PB | 1991 | Cengkareng
MK192 | T73005052683-0033 | SIEMENS | PB | 2017 | Cengkareng
MK192 | T73005052683-0121 | SIEMENS | LBS MANUAL | 2017 | Cengkareng
MK193K | 2016ESF61051 | ORMAZABAL | PB | 2016 | Cengkareng
MK193K | 2016ESF63181 | ORMAZABAL | LBS | 2016 | Cengkareng
MK201 | 12.1179 | ABB | PMT | 2012 | Cengkareng
MK201 | 12.125 | ABB Uni Switch | PMT | 2012 | Cengkareng
MK201 | 12.1296 | ABB Uni Switch | PB | 2012 | Cengkareng
MK201 | W35-2-0063 | SCHNEIDER | LBS CBO | 2016 | Cengkareng
MK202 | - | EGA | LBS |  | Cengkareng
MK206 | - | FLUOKIT M | LBS |  | Cengkareng
MK206 | 3571.17.218 | EGA | LBS | 2017 | Cengkareng
MK206 | - | KIT27.2 | PB |  | Cengkareng
MK206 | 1505 | FLUOKIT M | PGDB | 1992 | Cengkareng
MK206 | - | FLUOKIT M | PT |  | Cengkareng
MK207 | 24389 | FLUOKIT M | LBS |  | Cengkareng
MK207 | 830018 | SCHNEIDER | LBS | 2020 | Cengkareng
MK207 | 3710001 | SCHNEIDER | LBS | 2017 | Cengkareng
MK207 | 4030016 | SCHNEIDER | LBS MOT | 2017 | Cengkareng
MK213 | CI-2018-W33-1-0055 | SCHINEIDER | LBS | 2018 | Cengkareng
MK213 | CI-2018-W36-2-0062 | SCHINEIDER | LBS MOT | 2018 | Cengkareng
MK213 | - | Kit 27.2 | PT |  | Cengkareng
MK213 | - | FLUOKIT M | PGDB |  | Cengkareng
CKG131 | 1088.13.BF | EGA | PB | 2013 | Cengkareng
BC185 | C1-2019-W21-7-0074 | SCHINEIDER | CBO | 2019 | Cengkareng
BC185 | 13.1744 | ABB | LBS | 2013 | Cengkareng
BC185 | 13.1797 | ABB | PB | 2013 | Cengkareng
BC186 | - | EGA | PGC MOT |  | Cengkareng
BC186 | 1478.17.212 | EGA | LBS | 2017 | Cengkareng
BC186 | - | EGA | LBS MOT |  | Cengkareng
MK138 | W43-5-0026 | SCHNEIDER | LBS | 2018 | Cengkareng
BC355P | - | ABB | LBS |  | Cengkareng
BC188 | 1643 | Fluokit M | LBS |  | Cengkareng
BC188 | 1627 | Fluokit M | LBS |  | Cengkareng
BC188 | 446 | FLUOKIT M | PB1 | 1992 | Cengkareng
BC188 | 20844/07 | Contactplasma | PB2 |  | Cengkareng
BC190 | C1-2019-W26-1-0007 | SCHNEIDER | LBS | 2014 | Cengkareng
BC190 | C1-2014-W26-3-0020 | SCHNEIDER | LBS | 2014 | Cengkareng
K57 | 1434-20 | ULUSOY | CBO | 2020 | Jatinegara
K57 | 1435-20 | ULUSOY | CBO | 2020 | Jatinegara
K57 | 0957-20 | ULUSOY | LBS | 2020 | Jatinegara
K57 | 0940-20 | ULUSOY | LBS | 2020 | Jatinegara
K57 | 2105-19 | ULUSOY | PB | 2019 | Jatinegara
K182 | IDABB221050225 | ARHADI-ABB | ACO | 2021 | Jatinegara
K59 | 1302295 | ABB | LBS | 2013 | Jatinegara
K59 | 1302260 | ABB | LBS | 2013 | Jatinegara
K59 | 178813BF | EGA | PB | 2013 | Jatinegara
K66B | S9502216 | MG | LBS | 2006 | Jatinegara
GH0108 |  | GAE | LBS |  | Jatinegara
T195 | 24736/104/11/02/E6 | GAE | PB2 | 2011 | Jatinegara
BC276 | 0799-20 | ULUSOY | LBS MOT | 2020 | Cengkareng
BC276 | 0423-20 | ULUSOY | LBS MOT | 2020 | Cengkareng
BC276 | 0218-20 | ULUSOY | PB1 | 2020 | Cengkareng
BC279 | 13.1305 | ABB UNI SWITCH | PB | 2013 | Cengkareng
BC279 | 76.12.BF | EGA | PB | 2012 | Cengkareng
BC28 | 2920049 | SCHINEIDER | LBS | 2018 | Cengkareng
BC28 | 3230050 | SCHINEIDER | LBS | 2018 | Cengkareng
BC28 | 3010024 | SCHINEIDER | PGC | 2018 | Cengkareng
BC280 | - | FLUOKIT M | LBS |  | Cengkareng
BC280 | - | FLUOKIT M | LBS |  | Cengkareng
PM25 | 200321316/0005 | ABB | PB | 2013 | Jatinegara
PM25 | 2003213178/0002 | ABB | LBS | 2013 | Jatinegara
PM25 | 2003213178/0008 | ABB | LBS | 2013 | Jatinegara
PM68N | PM68N_2044/04 | CONTACT PLASMA | PB | 2004 | Jatinegara
PM68N | 2050_04 | CONTACT PLASMA | PB | 2004 | Jatinegara
PM68N | PM68N_1137/04 | CONTACT PLASMA | LBS | 2004 | Jatinegara
PM68N | PM68N_1114/04 | CONTACT PLASMA | LBS | 2004 | Jatinegara
PM101 | 1744.13.BF | EGA | PB | 2013 | Jatinegara
PM101 | 2354.13.BL | EGA | LBS | 2013 | Jatinegara
PM101 | 2433.13.BL | EGA | LBS | 2013 | Jatinegara
PM101 | 1796.13.BF | EGA | PB | 2013 | Jatinegara
PM180 | SM11251474 | SCHNEIDER | CBOM | 2015 | Jatinegara
PM200 |  | SIEMENS | PGC |  | Jatinegara
BC210 | 915 | FLUOKIT M | PGDB |  | Cengkareng
BC211 | - | MG | LBS |  | Cengkareng
BC211 | - | MG | LBS |  | Cengkareng
BC211 | - | MG | PGDT |  | Cengkareng
BC211 | - | MG | PB |  | Cengkareng
BC216 | - | MG Vercors M6 | PB |  | Cengkareng
BC216 | - | MG Vercors M6 | LBS |  | Cengkareng
BC216 | - | MG Vercors M6 | LBS |  | Cengkareng
BC216 | - | MG Vercors M6 | PB |  | Cengkareng
BC225 | CI-2018-9W02-7-0006 | EGA | PB | 2018 | Cengkareng
BC217 | 501733863-1011-009 | ABB | LBS | 2017 | Cengkareng
BC217 | 501733863-1001-010 | ABB | LBS | 2017 | Cengkareng
BC217 | 501733863-1021-013 | ABB | PB | 2017 | Cengkareng
GH0037 | 25379 | GAE | LBS ARS | 2017 | Cengkareng
BC220 | 24-026000-004 | SIEMENS | LBS | 2017 | Cengkareng
BC220 | 4924-025000-004 | SIEMENS | LBS | 2017 | Cengkareng
BC220 | 24-027000-004 | SIEMENS | PB | 2017 | Cengkareng
BC221 | C1-2016-W02-3-0014 | SCHINEIDER | LBS MOT | 2016 | Cengkareng
BC221 | 0042.16.213 | EGA | LBS MOT | 2016 | Cengkareng
BC222 | CI-2019-W32-4-1401 | SCHINEIDER | LBS | 2019 | Cengkareng
BC222 | CI-2019-W32-4-1401 | SCHINEIDER | LBS | 2019 | Cengkareng
BC222 | CI-2019-W32-4-1401 | SCHINEIDER | PB | 2019 | Cengkareng
BC223 | - | FLUOKIT M | LBS |  | Cengkareng
BC223 | - | FLUOKIT M | LBS |  | Cengkareng
BC223 | - | FLUOKIT M | PB |  | Cengkareng
BC224K | 63012 | ORMAZABAL | LBS | 2016 | Cengkareng
BC224K | - | ORMAZABAL | LBS | 2016 | Cengkareng
BC224K | 61029 | ORMAZABAL | PB | 2016 | Cengkareng
BC225 | 3606-13BL | EGA | LBS | 2013 | Cengkareng
BC227K | 0449-15-213 | EGA | LBS MOT | 2015 | Cengkareng
BC227K | 0452-15-213 | EGA | LBS MOT | 2015 | Cengkareng
BC227K | 0233-15-213 | EGA | PB | 2015 | Cengkareng
BC228 | - | FLUOKIT M | LBS | 2017 | Cengkareng
BC228 | - | FLUOKIT M | LBS | 2017 | Cengkareng
BC229 |  | Fluokit M | PMT |  | Cengkareng
BC229 |  | Fluokit M | PMT |  | Cengkareng
BC229 | 9580 | Fluokit M | PGC |  | Cengkareng
BC229 | 1826 | Fluokit M | LBS | 1996 | Cengkareng
BC230 | W19-3-0021 | SCHNEIDER | PMT | 2017 | Cengkareng
BC230 | W02-2-0001 | SCHNEIDER | PMT | 2017 | Cengkareng
CN28 |  |  |  |  | Ciputat
CN28 |  |  |  |  | Ciputat
CN28 |  |  |  |  | Ciputat
CN27 |  |  |  |  | Ciputat
CN27 |  |  |  |  | Ciputat
CKG81 | 1812.13.BL/2013 | EGA | PMT | 2013 | Cengkareng
CKG81 | 1780.13.BL/2013 | EGA | PMT | 2013 | Cengkareng
CKG81 | 929.13.BF/2013 | EGA | PB | 2013 | Cengkareng
KDR139 | 13.0335 | ABB | PB | 2013 | Cengkareng
BC190 | C1-2014-W29-6-0004 | SCHNEIDER | PB | 2014 | Cengkareng
BC191 | 8528 | UNINDO-Fluokit M24 | PMT | 2002 | Cengkareng
JS146P | CI-2015-W52-3-0014 | SCHNEIDER | LBS | 2015 | Pondok Gede
JS146P | CI-2015-W04-3-0042 | SCHNEIDER | LBS | 2016 | Pondok Gede
JS146P | CI-2016-W05-1-0011 | SCHNEIDER | PB | 2016 | Pondok Gede
JR158 | CI-2017-W09.2.0003 | SCHNEIDER | CBOG | 2017 | Pondok Gede
TB29N | 737802-00030/044 | SIEMENS | CBOG | 2002 | Jatinegara
PM182 | C1-2017-W30-3-0016 | SCHNEIDER | LBS | 2017 | Jatinegara
TB56 | 121508 | ABB | LBS | 2012 | Jatinegara
PM21 | 1302386 | ABB | LBS | 2013 | Jatinegara
TB56 | 121613 | ABB | PB | 2012 | Jatinegara
GH0005 |  | FLOUKIT-M | LBS |  | Jatinegara
GH0005 |  | FLOUKIT-M | LBS |  | Jatinegara
KM5 | 95071L | MG | LBS | 2009 | Jatinegara
KM5 | S9502352 | MG | LBS | 2009 | Jatinegara
KM5 | C1-2018-W22-2-2017 | SCHNEIDER | LBS | 2018 | Jatinegara
PM21 | 1302413 | ABB | LBS | 2013 | Jatinegara
KM10 | 9506317L | MG | LBS | 1995 | Jatinegara
KM10 | 9507131L | MG | LBS | 1995 | Jatinegara
DK125 | - | UNINDO | PB1 | 2016 | Cengkareng
DK125 | 1858-19 | ULUSOY | PB2 | 2019 | Cengkareng
DK48 | 657 | FLOUKIT M | LBS |  | Cengkareng
DK51 | 13.1756 | ABB | LBS | 2013 | Cengkareng
DK51 | 13.1834 | ABB | LBS MOTORIZE | 2013 | Cengkareng
DK51 | -13.097 | ABB | PB | 2013 | Cengkareng
DK54 | C1-2018-W12-2-0001 | SCHNEIDER | LBS MOTORIZE | 2018 | Cengkareng
DK54 | C1-2017-W52-3-0042 | SCHNEIDER | LBS MANUAL | 2017 | Cengkareng
DK54 | - | SCHINEIDER | PGC | 2018 | Cengkareng
DK58 | - | MG Vercors M6 | LBS |  | Cengkareng
DK58 | - | MG Vercors M6 | LBS |  | Cengkareng
DK59 | - | SCHNEIDER | PGC | 2015 | Cengkareng
DK59 | - | SCHNEIDER | LBS MOT | 2015 | Cengkareng
DK59 | - | SCHNEIDER | LBS | 2015 | Cengkareng
DK59 | - | SCHNEIDER | PGC | 2015 | Cengkareng
DK60 | C1-2018-W10-1-0024 | SCHNEIDER | CBO MOTORIZE | 2018 | Cengkareng
DK60 | - | KIT | LBS |  | Cengkareng
DK60 | - | EGA | PB |  | Cengkareng
DK62 | 13074868 | EGA | PB1 | 2013 | Cengkareng
PK172 |  | ABB BC5 | PT |  | Marunda
PK44S |  | MG VERCORS | PB |  | Marunda
BK1 | BK 1 | KIT 27,2 | LBS |  | Cempaka Putih
BK1 | BK 1 | KIT 27,2 | LBS |  | Cempaka Putih
BK1 | BK 1 | KIT 27,2 | PB |  | Cempaka Putih
BK1 | BK 1 | KIT 27,2 | PB |  | Cempaka Putih
K37A | K 37A | RM6 | PMT |  | Cempaka Putih
K37A | K 37A | RM6 | PB |  | Cempaka Putih
K37C | K 37C | EGA | PMT |  | Cempaka Putih
E2N | 28 | EGA | LBS (MOTORIZE) | 2017 | Kramat Jati
PD60P | 5016702941001010 | ABB SAFE PLUS | LBS | 2016 | Kramat Jati
PD60P | 5016702941011000 | ABB SAFE PLUS | LBS (MOTORIZE) | 2016 | Kramat Jati
PD60P | 5016702941021020 | ABB SAFE PLUS | PB TRAFO | 2016 | Kramat Jati
E389 | 1011010 | ABB SAFE PLUS | LBS (MOTORIZE) | 2016 | Kramat Jati
E389 | 1001013 | ABB SAFE PLUS | LBS | 2016 | Kramat Jati
KG100 |  | SCHNEIDER SM6 | CBOM |  | Marunda
E338 | E338-1 | SCHNEIDER | LBS | 2012 | Kramat Jati
BC311 | 2834107 | Contactplasma | PB2 | 2007 | Cengkareng
BC314 | W37-6-0006 | SCHNEIDER | LBS | 2013 | Cengkareng
BC314 | IVZN0011050M0013 | ABB | LBS | 2001 | Cengkareng
BC314 | IVZN23079-3M0019 | ABB | PB1 | 2000 | Cengkareng
BC315 | 0855-17-212 | EGA | LBS | 2017 | Cengkareng
BC315 | 0418-17-216 | EGA | LBS | 2017 | Cengkareng
BC315 | 0795-17-212 | EGA | LBS | 2017 | Cengkareng
BC316 | 0445-15-209 | EGA | LBS | 2015 | Cengkareng
BC316 | 0534-15-209 | EGA | LBS | 2015 | Cengkareng
BC316 | 0227-15-211 | EGA | PB | 2015 | Cengkareng
BC318PAT |  | Siemens | PMT |  | Cengkareng
CKG67 | - | FLUOKIT M | LBS CBO |  | Cengkareng
CKG67 | - | SCHNEIDER | LBS |  | Cengkareng
KDR87 | 1057-13BF | EGA | PB | 2013 | Cengkareng
KDR87 | 27002-02H12-01-EG | GAE | LBS | 2012 | Cengkareng
KJ23 | - | Siemens | LBS |  | Cengkareng
KJ23 | - | SCHINEIDER | LBS |  | Cengkareng
BC10 | - | ORMAZABAL | LBS |  | Cengkareng
BC10 | - | ORMAZABAL | LBS |  | Cengkareng
DK95 | - | MG | BI |  | Cengkareng
BC10 | - | ORMAZABAL | PB |  | Cengkareng
BC100 | - | SCHNEIDER | LBS |  | Cengkareng
BC100 | SM0802984 | MG | PMT |  | Cengkareng
KDR181 | 2018CSF62070 | ORMAZABAL | PT | 2019 | Cengkareng
TA116 | - | KIT27.2 | PB |  | Cengkareng
BC228 | - | FLUOKIT M | PB |  | Cengkareng
DK198 | - | FM | B1 |  | Cengkareng
KDR232 | W44-4-00011 | SCHNEIDER | LBS | 2015 | Cengkareng
BC225 | -CI-2016W21-7-0002 | SCHNEIDER | LBS | 2016 | Cengkareng
BC102 | CI-2018-W30-1-0038 | SCHINEIDER | PGC | 2018 | Cengkareng
BC102 | 1527.17.212 | EGA | CBO | 2017 | Cengkareng
BC102 | 17.95.17.234 | EGA | LBS | 2017 | Cengkareng
KDR186 | 831706-000070 | SIEMENS | PGC | 2012 | Cengkareng
BC109 | CI-2017-W19-3-0029 | SCHNEIDER | LBS | 2017 | Cengkareng
BC109 | 0687-17-214 | EGA | PB | 2017 | Cengkareng
BC109 | CI-2016-W53-1-0020 | SCHNEIDER | LBS | 2016 | Cengkareng
BC11 | - | KIT 27,2 | LBS |  | Cengkareng
BC11 | - | KIT 27,2 | LBS |  | Cengkareng
BC11 | - | KIT 27,2 | PB |  | Cengkareng
BC112 | 0311.18.212 | EGA | LBS | 2018 | Cengkareng
BC112 | 0335.18.212 | EGA | LBS | 2018 | Cengkareng
BC355P | - | ABB | LBS |  | Cengkareng
JS189 | SB-2011-W16-30009 | SCHNEIDER RM6 | LBS | 2011 | Pondok Gede
T224 | 1098-20 | ULUSOY | CBO |  | Menteng
MG29 | CI-2019-W10-5-0042 | SCHNEIDER | PB | 2019 | Menteng
CP137 |  |  |  |  | Ciputat
CP137 |  |  |  |  | Ciputat
CP137 |  |  |  |  | Ciputat
P102 | T73005065334-0185 | SIEMENS | CBOM | 2020 | Menteng
E338 | E338-2 | MERLIN GARLIN | LBS | 2012 | Kramat Jati
E338 | E338-3 | SCHNEIDER | PGDB | 2012 | Kramat Jati
E381 | 1031010005 | SCHNEIDER | LBS (MOTORIZE) | 2017 | Kramat Jati
E381 | 1010640036 | SCHNEIDER | LBS | 2017 | Kramat Jati
E381 | 1707335 | EGA | PB TRAFO | 2017 | Kramat Jati
E7C | E7C-1 | EGA | LBS | 2016 | Kramat Jati
E7C | E7C-2 | EGA | LBS (MOTORIZE) | 2016 | Kramat Jati
E7C | E7C-3 | EGA | PB TRAFO | 2016 | Kramat Jati
E6 | E6-1 | EGA | LBS | 2017 | Kramat Jati
E6 | E6-2 | EGA | LBS (MOTORIZE) | 2017 | Kramat Jati
E6 | E6-3 | EGA | PB TRAFO | 2017 | Kramat Jati
E96 | E96-1 | ABB | LBS (MOTORIZE) | 2013 | Kramat Jati
E96 | E96-2 | ABB | LBS | 2013 | Kramat Jati
E96 | E96-3 | ABB | PB TRAFO | 2013 | Kramat Jati
E57 | E57-1 | SCHNEIDER | LBS | 2016 | Kramat Jati
E57 | E57-2 | SCHNEIDER | LBS (MOTORIZE) | 2016 | Kramat Jati
E57 | E57-3 | SCHNEIDER | PB TRAFO | 2016 | Kramat Jati
E57 | E57-5 | SCHNEIDER | CBOG | 2016 | Kramat Jati
K37C | K 37C | EGA | PB |  | Cempaka Putih
K37D | K 37D | EGA | PMT |  | Cempaka Putih
K37D | K 37D | EGA | PMT |  | Cempaka Putih
K37D | K 37D | KIT M | PBII |  | Cempaka Putih
CGR19 | CGR 19 | ABB SAFEPLUS | LBS-1 |  | Lenteng Agung
CGR19 | CGR 19 | ABB SAFEPLUS | LBS-2 |  | Lenteng Agung
CGR19 | CGR 19 | ABB SAFEPLUS | PB-1 |  | Lenteng Agung
CGR20 | CGR 20 | EGA | PB-1 |  | Lenteng Agung
CGR20 | CGR 20 | SCHNEIDER | LBS-2 |  | Lenteng Agung
CGR20 | CGR 20 | SCHNEIDER | LBS-1 |  | Lenteng Agung
CGR21 | CGR 21 | GAE | LBS-1 |  | Lenteng Agung
K66E | 2.527e+17 | GAE | LBS | 2010 | Jatinegara
K76A | NO NAMEPLATE | GAE | LBS | 2005 | Jatinegara
K76A | NO NAMEPLATE | GAE | LBS | 2005 | Jatinegara
K76A | NO NAMEPLATE | GAE | PB | 2005 | Jatinegara
TB56 | 121454 | ABB | LBS | 2012 | Jatinegara
K98A | SM01137 | MG | PB |  | Jatinegara
TD124 |  |  |  |  | Ciputat
TD124 |  |  |  |  | Ciputat
TD124 |  |  |  |  | Ciputat
CP318 |  |  |  |  | Ciputat
CP318 |  |  |  |  | Ciputat
CP318 |  |  |  |  | Ciputat
TD454 |  |  |  |  | Ciputat
TD454 | CI-2019-W19-1-0072 | SNEIDER | LBS | 2019 | Ciputat
TD454 |  |  |  |  | Ciputat
BC112 | CI-2018-W20-2-0066 | SCHNEIDER | LBS MOT | 2018 | Cengkareng
BC112 | CI-2018-W23-4-0047 | SCHNEIDER | CBOM | 2018 | Cengkareng
PJ150 | 20012048700001 | ABB | PGC |  | Cengkareng
MK138 | W43-3-0031 | SCHNEIDER | LBS | 2018 | Cengkareng
BC119 | - | ORMAZABAL | LBS |  | Cengkareng
BC119 | - | ORMAZABAL | PB |  | Cengkareng
BC124 | CI-2018-W19-3-0067 | SCHNEIDER | LBS MANUAL | 2018 | Cengkareng
BC124 | CI-2018-W19-4-0002 | SCHNEIDER | LBS MOTORIZE | 2018 | Cengkareng
BC124 | 0254.18.234 | EGA | CBO | 2018 | Cengkareng
BC355P | - | ABB | LBS |  | Cengkareng
BC129 | CI-2015-W44-1-0005 | SCHNEIDER | LBS | 2015 | Cengkareng
BC129 | CI-2015-W38-1-0041 | SCHNEIDER | LBS CBO | 2015 | Cengkareng
BC47 | 17-6033 | FLUOKIT M | LBS ARS |  | Cengkareng
BC130 | T73005555599-0106 | SIEMENS | LBS | 2018 | Cengkareng
BC130 | T73005442627-0011 | SIEMENS | LBS MOT | 2018 | Cengkareng
BC294 | - | MG | PT |  | Cengkareng
BC131 | 45017216 | EGA | LBS | 2017 | Cengkareng
BC131 | 0796.17.21 | EGA | LBS | 2017 | Cengkareng
BC131 | W36.2.0009 | EGA | PB | 2017 | Cengkareng
BC133PAT | - | EGA | PB |  | Cengkareng
BC133PAT | - | EGA | LBS MOT |  | Cengkareng
BC133PAT | - | SCHNEIDER | LBS MOT |  | Cengkareng
BC134 | C1-2019-W28-5-0071 | SCHINEIDER | CBOM | 2019 | Cengkareng
BC134 | C1-2018-W40-4-0054 | SCHINEIDER | LBS MOT | 2018 | Cengkareng
BC134 | C1-2019-W21-3-0019 | SCHINEIDER | PB | 2019 | Cengkareng
BC138 | - | SCHNEIDER | LBS MOT |  | Cengkareng
BC138 | - | SCHNEIDER | LBS |  | Cengkareng
BC138 | - | SCHNEIDER | PGC |  | Cengkareng
BC139 | - | MG | PB |  | Cengkareng
BC139 | - | MG Vercors M6 | PGDB |  | Cengkareng
BC139 | 9302006 | MG | PT |  | Cengkareng
BC139 | - | MG Vercors M6 | LBS |  | Cengkareng
BC139 | - | MG Vercors M6 | LBS |  | Cengkareng
BC225 | CI-2017W23-1-0010 | SCHNEIDER | LBS | 2018 | Cengkareng
GH0037 | 0278-16-213 | EGA | LBS MOT | 2016 | Cengkareng
KDR241 | - | ABB | PT |  | Cengkareng
BC142 | 113.17.234 | EGA | LBS CBO | 2017 | Cengkareng
BC142 | 0104.18.212 | EGA | LBS | 2018 | Cengkareng
BC142 | 1596.13.214 | EGA | PB | 2013 | Cengkareng
BC145 | - | Siemens | LBS | 2017 | Cengkareng
BC145 | CV06-5094/20 | Siemens | PB | 2017 | Cengkareng
BC145 | 06-5092/009 | Siemens | CBO | 2017 | Cengkareng
BC230 | 0737-17-217 | EGA | PB | 2017 | Cengkareng
BC231 | C1-2012-W41-3-0010 | SCHNEIDER | LBS | 2012 | Cengkareng
BC231 | C1-2012-W41-3-0008 | SCHNEIDER | LBS | 2012 | Cengkareng
BC231 | 354.12.BF | EGA | PB | 2012 | Cengkareng
BC232 | 13.1821 | ABB | PMT | 2013 | Cengkareng
BC232 | 34.4.0046 | SCHNEIDER | LBS CBO | 2016 | Cengkareng
BC232 | CI-2017-W02-5-0029 | SCHNEIDER | PB | 2017 | Cengkareng
BC236 | - | EGA | LBS |  | Cengkareng
BC236 | SM0802983 | SCHINEIDER | CBO MOT | 2014 | Cengkareng
BC236 | 150317214 | EGA | PB | 2017 | Cengkareng
BC236 | 140817214 | EGA | PB | 2017 | Cengkareng
BC237 | CV-253688000012/012 | Siemens | PMT | 2006 | Cengkareng
BC237 | CV-253688-000012/013 | Siemens | PMT | 2006 | Cengkareng
BC237 | CV-753688000021/007 | Siemens | PB | 2006 | Cengkareng
BC239 | SM1126098C1 | SCHNEIDER | CBO MOT | 2018 | Cengkareng
BC239 | C1-2018-W09-2-0022 | SCHNEIDER | LBS MOTORIZE | 2018 | Cengkareng
BC239 | CI-2018-W10-6-0020 | SCHNEIDER | PB1 | 2018 | Cengkareng
BC241 | 41-40030 | SCHNEIDER | LBS | 2012 | Cengkareng
BC241 | 530027 | SCHNEIDER | LBS | 2019 | Cengkareng
BC242PAT |  | MG Vercors M6 | PMT |  | Cengkareng
BC242PAT |  | MG Vercors M6 | PMT |  | Cengkareng
BC242PAT |  | MG Vercors M6 | PT |  | Cengkareng
BC242PAT |  | MG Vercors M6 | PGDB |  | Cengkareng
BC242PAT |  | MG Vercors M6 | B1 |  | Cengkareng
BC243 | 0215.15.213 | EGA | LBS MOT | 2015 | Cengkareng
BC243 | 0870.16.212 | EGA | LBS | 2016 | Cengkareng
BC243 | 3486.13.BL | EGA | LBS | 2013 | Cengkareng
BC245 | T73005555599-0112 | SIEMENS | LBS | 2018 | Cengkareng
BC245 | T73005555599-0017 | SIEMENS | LBS | 2018 | Cengkareng
BC245 | T73005555599-0069 | SIEMENS | PB1 | 2018 | Cengkareng
BC248T | 15231104 | Ormazabal | LBS | 2016 | Cengkareng
BC248T | CSF61018 | Ormazabal | PB | 2016 | Cengkareng
BC248T | CSF63074 | Ormazabal | LBS | 2016 | Cengkareng
BC250 | 3110031 | SCHINEIDER | LBS | 2018 | Cengkareng
BC250 | - | SCHINEIDER | LBS |  | Cengkareng
BC191 | 8527 | UNINDO-Fluokit M24 | PMT | 2002 | Cengkareng
BC191 | 1957 | UNINDO-Fluokit M24 | PB | 2002 | Cengkareng
BC192 | 2019CSF63421 | ORMAZABAL | LBS | 2019 | Cengkareng
BC192 | 2019CSF63422 | ORMAZABAL | LBS | 2019 | Cengkareng
BC192 | 2019CSF61196 | ORMAZABAL | PB | 2019 | Cengkareng
BC196 |  | Siemens | PMT |  | Cengkareng
BC196 |  | Siemens | PMT |  | Cengkareng
GH0108 |  | GAE | LBS |  | Jatinegara
GH0108 |  | GAE | LBS |  | Jatinegara
KM57 | 11274 | FLOUKIT-M+ | LBS | 2011 | Jatinegara
TB32 | 11514/07 | CONTACT PLASMA | LBS | 2007 | Jatinegara
TB32 | 11494/07 | CONTACT PLASMA | LBS | 2007 | Jatinegara
TB32 | 60624/07 | CONTACT PLASMA | PGC | 2007 | Jatinegara
TB33 | 10456 | FLOUKIT-M+ | LBS | 2007 | Jatinegara
TB33 | 3075 | FLOUKIT-M+ | PB | 2007 | Jatinegara
TB34 | TB34_SM0800784 | MG | LBS | 2008 | Jatinegara
TB34 | TB34_SM0800783 | MG | LBS | 2008 | Jatinegara
TB34 | TB34_SM0800791 | MG | PGC | 2008 | Jatinegara
TB35 | 0542-21 | ULUSOY | CBO | 2021 | Jatinegara
TB35 | 0694-20 | ULUSOY | LBS | 2020 | Jatinegara
DT15 | 2122.13.BL | EGA | LBS | 2013 | Jatinegara
TB13 | 1841 | FLOUKIT-M | PT | 1996 | Jatinegara
TB13 | 1133 | FLOUKIT-M | B1 | 1996 | Jatinegara
DT22 | CI-2018-W31-3-1404 | SCHNEIDER SM6 | LBS MOTORIZED | 2018 | Jatinegara
DT22 | CI-2019-W39-4-1404 | SCHNEIDER SM6 | LBS MOTORIZED | 2019 | Jatinegara
DT22 | CI-2020-W04-1-1402 | SCHNEIDER SM6 | PB | 2020 | Jatinegara
K234 | 1639 | FLOUKIT-M | LBS | 1995 | Jatinegara
K234 | 1640 | FLOUKIT-M | LBS | 1995 | Jatinegara
K234 | 1641 | FLOUKIT-M | LBS | 1995 | Jatinegara
TB36 | 11626 | FLOUKIT-M+ | LBS | 2008 | Jatinegara
TB36 | 11594 | FLOUKIT-M+ | LBS | 2008 | Jatinegara
TB36 | SM0803695 | MG | PB | 2008 | Jatinegara
GH0005 |  | FLOUKIT-M | LBS |  | Jatinegara
TB38 | SM09302003C1 | MG SM6 | LBS | 2009 | Jatinegara
TB38 | SM0932004C1 | MG SM6 | LBS | 2009 | Jatinegara
TB38 | SM0930080C1 | MG SM6 | PGC | 2009 | Jatinegara
TB39 | 22533/032/10/01/E6 | GAE | LBS | 2010 | Jatinegara
TB39 | 222/012/10/01/E6 | GAE | LBS | 2010 | Jatinegara
TB39 | 22386/033/10/02/E6 | GAE | PB | 2010 | Jatinegara
TB47 | TB47_SM1131188C1 | SCHNEIDER | LBS | 2011 | Jatinegara
KB79A | - | EGA | PB |  | Menteng
P102 | T73005065334-0195 | SIEMENS | CBOM | 2020 | Menteng
TT15 | 29-2-0029 | SCHNEIDER | LBS | 2019 | Menteng
CN4 |  |  |  |  | Ciputat
CN4 |  |  |  |  | Ciputat
CN24 | 0 | MERLIN GERIN | LBS |  | Ciputat
CN24 | 0 | MERLIN GERIN | CBOM |  | Ciputat
TD228 |  |  |  |  | Ciputat
TD228 |  |  |  |  | Ciputat
TD403 | 20239 | GAE | PB | 2005 | Ciputat
TD403 | 20239 | GAE | LBS | 2015 | Ciputat
TD403 | 20239 | GAE | LBS | 2005 | Ciputat
DK130 | 754 | FLUOKITM | LBS | 1992 | Cengkareng
DK130 | 305 | FLUOKITM | LBS | 1992 | Cengkareng
DK130 | - | FLUOKITM | PGC | 1993 | Cengkareng
DK130 | 305 | FLUOKITM | PB | 1992 | Cengkareng
DK131PAT |  | ABB | PMT |  | Cengkareng
DK131PAT |  | ABB | PMT |  | Cengkareng
DK131PAT |  | ABB | PB |  | Cengkareng
DK133 | 0461.16.212 | EGA | LBS | 2016 | Cengkareng
DK133 | 1331.16.213 | EGA | LBS | 2016 | Cengkareng
DK133 | 0381.16.216 | EGA | PGC | 2016 | Cengkareng
DK136 | 1275.21.213 | EGA | LBS Motorized | 2018 | Cengkareng
DK136 | 1275.21.213 | EGA | LBS Motorized | 2021 | Cengkareng
DK136 | 1654.17.214 | EGA | PB1 Motorized | 2017 | Cengkareng
DK137 | - | ABB | LBS |  | Cengkareng
DK137 | - | ABB | LBS |  | Cengkareng
DK137 | - | ABB | PB1 |  | Cengkareng
DK139 | CI-2018-E29-6-0034 | SCHINEIDER | LBS | 2018 | Cengkareng
DK139 | C1-2019-W21-5-0076 | SCHINEIDER | CBOG | 2019 | Cengkareng
DK139 | 0237.18.234 | EGA | PGC | 2018 | Cengkareng
DK14 | CI.2018.W41.4.0012 | SCHINEIDER | LBS MOT | 2018 | Cengkareng
DK14 | CI.2018.W41.4.0010 | SCHINEIDER | LBS MOT | 2018 | Cengkareng
DK14 | CI.2019.W21.3.0013 | SCHINEIDER | PB | 2019 | Cengkareng
DK143 | 11044041 | Fluokit M | PMT |  | Cengkareng
DK143 | 110440402 | Fluokit M | PMT |  | Cengkareng
DK143 | 1104740403 | Fluokit M | PMT |  | Cengkareng
DK143 | 110440404 | Fluokit M | PT |  | Cengkareng
DK143 | 110440405 | Fluokit M | PGDB |  | Cengkareng
DK143 | 110440406 | Fluokit M | B1 |  | Cengkareng
DK150 | 614 | FM | LBS | 1991 | Cengkareng
DK150 | 613 | FM | LBS | 1991 | Cengkareng
DK150 | - | Fluokit M | PT |  | Cengkareng
MK284K | 26000 | SIEMENS | LBS |  | Cengkareng
MK284K | 27000 | SIEMENS | PB |  | Cengkareng
MK290CKR | 1034 | UNINDO | LBS | 1992 | Cengkareng
MK290CKR | 917 | UNINDO | LBS |  | Cengkareng
MK290CKR | 425 | UNINDO | LBS |  | Cengkareng
MK290CKR | 762 | UNINDO | PT |  | Cengkareng
MK290CKR | 2806 | UNINDO | PGDB |  | Cengkareng
MK290CKR | - | UNINDO | PB |  | Cengkareng
MK294CKR | 06-5094-012 | SIEMENS | LBS | 1992 | Cengkareng
MK294CKR | 06-5094-012 | SIEMENS | PB | 1992 | Cengkareng
MK294CKR | 06-5094-012 | SIEMENS | LBS | 1992 | Cengkareng
MK301 | 2011-24072-10311/03/EG | GAE | PGC | 2011 | Cengkareng
MK301 | 2011-25528-106-11-01-EG | GAE | LBS | 2011 | Cengkareng
MK302CKR | W33-6-0004 | SCHNEIDER | PGC | 2015 | Cengkareng
MK302CKR | 3769-13BL | EGA | LBS MOT | 2013 | Cengkareng
MK302CKR | Nomor Seri : 1288.21.213 | EGA | LBS Motorized | 2021 | Cengkareng
MK302CKR | 878 | FLUOKIT M | PB |  | Cengkareng
MK303PAT | 0239-18-234 | EGA | PB | 2018 | Cengkareng
MK303PAT | C1-2018-W35-6-0011 | SCHINEIDER | LBS MOTORIZE | 2018 | Cengkareng
MK303PAT | C1-2018-W36-11-0008 | SCHINEIDER | LBS MOTORIZE | 2018 | Cengkareng
BC250 | 184041834 | EGA | PGC | 2018 | Cengkareng
BC250 | 3460048 | SCHINEIDER | LBS | 2018 | Cengkareng
BC257 | 288413BL | EGA | LBS | 2013 | Cengkareng
BC257 | 289813BL | EGA | LBS | 2013 | Cengkareng
BC257 | 157813BL | EGA | PB | 2013 | Cengkareng
BC259 | W28-3-1407 | SCHNEIDER | PMT | 2019 | Cengkareng
BC259 | 33-4-1402 | SCHNEIDER | PMT | 2021 | Cengkareng
BC259 | W36-3-1403 | SCHNEIDER | PB | 2019 | Cengkareng
BC260 | CI-2017-W19-3-0035 | SCHNEIDER | LBS CBO | 2017 | Cengkareng
BC260 | 1394.13BL | EGA | LBS | 2013 | Cengkareng
BC260 | - | EGA | PB1 |  | Cengkareng
BC260 | - | EGA | PB2 |  | Cengkareng
BC261 | 378813BL | EGA | LBS MOT | 2013 | Cengkareng
BC261 | 377013BL | EGA | LBS MOT | 2013 | Cengkareng
BC261 | - | SCHNEIDER | PB1 |  | Cengkareng
BC262 | 06-5147-1030 | Siemens | PB | 1993 | Cengkareng
BC262 | 06-5147-1030 | Siemens | PMT | 1993 | Cengkareng
BC262 | 06-5147-1030 | Siemens | PMT | 1993 | Cengkareng
BC262 | 06-5147-1030 | Siemens | PB | 1993 | Cengkareng
BC264 | 0443-17-213 | EGA | LBS | 2017 | Cengkareng
BC264 | - | SCHNEIDER | LBS |  | Cengkareng
BC264 | 353.12BF | EGA | PB1 | 2012 | Cengkareng
CKG16 | 2016CSF63037 | ORMAZABAL | LBS | 2016 | Cengkareng
CKG16 | 2016CSF63015 | ORMAZABAL | LBS MOT | 2016 | Cengkareng
CKG71 | - | EGA | LBS MOT | 2015 | Cengkareng
CKG17 | 1071 | FLUOKIT M | LBS | 2007 | Cengkareng
CKG17 | 10578 | FLUOKIT M | LBS | 2007 | Cengkareng
CKG17 | 21/23/115/07/03/EG | GAE | PT | 2007 | Cengkareng
CKG17 | - | KIT 27.2 | PB |  | Cengkareng
DK47 | Nomor Seri. 1279.21.213 | EGA | LBS MOTORIZE | 2021 | Cengkareng
CKG2 | 13.0234 | ABB | LBS | 2013 | Cengkareng
CKG2 | 13.0235 | ABB | LBS | 2013 | Cengkareng
CKG2 | 13.0247 | ABB | PB | 2013 | Cengkareng
CKG20 | 11261 | FLUOKIT M | LBS | 2008 | Cengkareng
CKG20 | 11262 | FLUOKIT M | LBS | 2008 | Cengkareng
CKG20 | 1716 | FLUOKIT M | PB | 2008 | Cengkareng
CKG21 | 11668 | FLUOKIT M | PMT | 2009 | Cengkareng
CKG21 | 11667 | FLUOKIT M | PMT | 2009 | Cengkareng
CKG21 | 3625 | Fluokit M | PB | 2009 | Cengkareng
DK47 | - | SCHNEIDER | LBS |  | Cengkareng
DK47 | - | SCHNEIDER | LBS |  | Cengkareng
CKG23 | 11856 | Fluokit M | LBS | 2009 | Cengkareng
CKG23 | Nomor Seri : 1276.21.213 | EGA | LBS Motorized | 2021 | Cengkareng
CKG23 | 190809-088 | ULUSOY | PGC | 2019 | Cengkareng
CKG24 | SM0933050Cl | Schneider | LBS |  | Cengkareng
CKG24 | SM0933049Cl | Schneider | LBS |  | Cengkareng
CKG24 | SM0933067Cl | Schneider | PB 1 |  | Cengkareng
CKG25 | - | Fluokit M | LBS |  | Cengkareng
TT47P | PMT01 | GAE | PMT |  | Menteng
TT47P | PMT02 | GAE | PMT |  | Menteng
TT47P | PB01 | GAE | PB |  | Menteng
K66A | 22430/032/10/01/E6 | GAE | PB | 2010 | Jatinegara
GH0227 |  | MG SM6 | LBS |  | Jatinegara
GH0108 |  | MG SM6 | LBS |  | Jatinegara
TB43 | SM1123168CI | MG SM6 | LBS | 2011 | Jatinegara
TB43 | SM112323CI | MG SM6 | LBS | 2011 | Jatinegara
JS189 | SB-2011-W16-3-0015 | SCHNEIDER RM6 | LBS | 2011 | Pondok Gede
JS189 | SB-2011-W16-3-0056 | SCHNEIDER RM6 | PB | 2011 | Pondok Gede
JS19 | 13.0248 | ABB Uniswitch | LBS | 2013 | Pondok Gede
JS19 | 13.0237 | ABB Uniswitch | LBS | 2013 | Pondok Gede
JS195 | CI-2021-33-4-1401 | SCHNEIDER RM 6 | PB | 2021 | Pondok Gede
JS21 |  | ABB SAFEPLUS | PB |  | Pondok Gede
JR80P | 14486 | FLUOKIT M | LBS | 2011 | Pondok Gede
JR80P | 14422 | FLUOKIT M | LBS | 2011 | Pondok Gede
JR80P | 4876 | FLUOKIT M | PB | 2011 | Pondok Gede
JR81P | HENDY26 | MG RM6 COMPACT | LBS |  | Pondok Gede
JR81P | HENDY28 | MG RM6 COMPACT | LBS |  | Pondok Gede
JR81P | HENDY30 | MG RM6 COMPACT | PB |  | Pondok Gede
DK150 | 577 | FM | PGDB |  | Cengkareng
DK150 | 526 | FM | PB | 1991 | Cengkareng
DK155 | 734 | UNINDO | LBS | 1992 | Cengkareng
DK155 | 733 | UNINDO | LBS | 1992 | Cengkareng
DK155 | 316 | UNINDO | PB1 | 1992 | Cengkareng
DK155 | 397 | Fluokit M | PB2 |  | Cengkareng
DK156 | CI-2018-W32-4-0017 | SCHINEIDER | LBS MANUAL | 2018 | Cengkareng
DK156 | CI-2018-W29-2-0054 | SCHINEIDER | LBS MOTORIZE | 2018 | Cengkareng
DK156 | C1-2019-W21-4-0005 | SCHINEIDER | PB | 2019 | Cengkareng
DK159 | 2017CSF63005 | ORMAZABAL | PMT |  | Cengkareng
DK159 | 2016CSF63091 | ORMAZABAL | PMT |  | Cengkareng
MK45 | 31.13.13L | EGA | LBS | 2013 | Cengkareng
MK45 | 0448.15.209 | EGA | LBS | 2013 | Cengkareng
MK45 | 0214.15.211 | EGA | PB | 2013 | Cengkareng
MK48 | 230998 | ABB | PB | 2002 | Cengkareng
MK48 | 129642 | ABB | LBS | 2002 | Cengkareng
MK48 | 12610 | ABB | LBS | 2002 | Cengkareng
MK48 | 230998027 | ABB | PB | 2002 | Cengkareng
MK53 | - | EGA | LBS |  | Cengkareng
MK53 | - | EGA | LBS |  | Cengkareng
MK53 | CI-2018-W31-2-0010 | SCHINEIDER | PGC | 2018 | Cengkareng
DK73 | - | SCHNEIDER | PB |  | Cengkareng
MK65 | - | SCHNEIDER | PB | 2016 | Cengkareng
MK65 | - | SCHNEIDER | LBS | 2016 | Cengkareng
MK65 | - | SCHNEIDER | LBS | 2016 | Cengkareng
MK65 | - | SCHNEIDER | PGC | 2016 | Cengkareng
MK74A | 802979 | SCHNEIDER | LBS CBO |  | Cengkareng
MK74A | 36920213 | EGA | LBS | 2020 | Cengkareng
MK74A | 0997.19.214 | EGA | PB | 2019 | Cengkareng
MK74A | 0999.19.214 | EGA | PB | 2019 | Cengkareng
MK75A | 0048-16213 | EGA | LBS | 2016 | Cengkareng
MK75A | 101413BF | EGA | LBS | 2013 | Cengkareng
MK75A | 101413BF | EGA | PB1 | 2013 | Cengkareng
MK87 | - | SCHNEIDER | PB |  | Cengkareng
MK87 | - | SCHNEIDER | LBS |  | Cengkareng
MK87 | - | SCHNEIDER | LBS MOT |  | Cengkareng
MK95 | T73005442627-0046 | UNINDO | LBS | 2017 | Cengkareng
BC82 | 0338-18-212 | EGA | LBS | 2018 | Cengkareng
BC82 | W27-6-0079 | SCHNEIDER | LBS CBO | 2018 | Cengkareng
BC82 | W21-2-0051 | SCHNEIDER | LBS | 2018 | Cengkareng
BC85 | 1623.17.234 | EGA | PB | 2017 | Cengkareng
BC85 | 0305.18.212 | EGA | LBS | 2018 | Cengkareng
BC85 | 0968.18.214 | EGA | PGDB | 2018 | Cengkareng
BC91 | 112132 | SCHNEIDER | PGDB | 2015 | Cengkareng
BC91 | 14817212 | EGA | LBS | 2017 | Cengkareng
BC91 | 015917-212 | EGA | LBS | 2017 | Cengkareng
BC93 |  | Fluokit M | PMT |  | Cengkareng
BC93 | 633 | Fluokit M | PMT | 1992 | Cengkareng
BC93 |  | Fluokit M | PB |  | Cengkareng
BC93 |  | Fluokit M | PB |  | Cengkareng
BDA | 2019CSF63371 | ORMAZABAL | LBS | 2019 | Cengkareng
BDA | 2019CSF60010 | ORMAZABAL | LBS | 2019 | Cengkareng
BDA | 2019CSF61176 | ORMAZABAL | PB | 2019 | Cengkareng
BDA10 | 63006 | ORMAZABAL | LBS |  | Cengkareng
BDA10 | 61009 | ORMAZABAL | PB |  | Cengkareng
BDA10 | 6308 | ORMAZABAL | LBS |  | Cengkareng
BDA2 | C1-2015-W28-4-0015 | SCHNEIDER | LBS | 2019 | Cengkareng
BDA2 | C1-2015-W16-3-0040 | SCHNEIDER | LBS | 2015 | Cengkareng
BDA2 | W16-2-0037 | SCHNEIDER | LBS | 2015 | Cengkareng
BDA29 | 421-12-BL | EGA | PMT | 2012 | Cengkareng
BDA29 | 421-12BL | EGA | PMT | 2021 | Cengkareng
BDA29 | 10715214 | EGA | PB | 2015 | Cengkareng
BDA33 | 27280/075/12/01/E6 | ORMAZABAL | LBS | 2016 | Cengkareng
BDA33 | 27274/075/12/01/E6 | ORMAZABAL | LBS | 2016 | Cengkareng
BDA33 | 212.PJ/611/DISJAYA | ORMAZABAL | PB | 2016 | Cengkareng
BDA6 | CI-2014-W29-2-002 | SCHNEIDER | LBS MOT | 2012 | Cengkareng
BDA6 | 3621.13.BL | EGA | LBS | 2013 | Cengkareng
BDA6 | 10886 | UNINDO | LBS | 2008 | Cengkareng
BDA8PAT | - | MG | LBS |  | Cengkareng
BDA8PAT | - | MG | PB |  | Cengkareng
BDA8PAT | - | MG | LBS |  | Cengkareng
BTC1 | 2298 | FLUOKIT M | LBS | 2006 | Cengkareng
BTC1 | 2297 | FLUOKIT M | LBS | 2006 | Cengkareng
BTC1 | 2879 | FLUOKIT M | PB1 | 2006 | Cengkareng
KDR196H | W06-1-0017 | SCHNEIDER | PGC | 2014 | Cengkareng
BC225 | 1532-17-212 | EGA | LBS | 2019 | Cengkareng
BTC25 | 16.2.0072 | SCHINEIDER | PB | 2019 | Cengkareng
BTC25 | CI-2019-W29-1-0032 | SCHINEIDER | LBS MOT | 2019 | Cengkareng
BTC25 | CI-2019-W16-2-0072 | SCHINEIDER | PB | 2019 | Cengkareng
BTC26PAT |  | GAE | PMT |  | Cengkareng
BTC26PAT |  | GAE | PMT |  | Cengkareng
BTC8 | 61028 | ORMAZABAL | PB | 2016 | Cengkareng
BTC8 | 63060 | ORMAZABAL | PMT | 2016 | Cengkareng
BDA39 | 13.0204 | ABB | PMT | 2013 | Cengkareng
BDA39 | 13.0225 | ABB | PMT | 2013 | Cengkareng
BDA39 | 13.0464 | ABB | PB | 2013 | Cengkareng
KDR104 | 0054.19.213 | EGA | LBS MOTORIZE | 2019 | Cengkareng
KDR104 | 0126.19.212 | EGA | PB | 2019 | Cengkareng
BDA35PAT | 28224/119/12/01/E6 | GAE | PMT | 2012 | Cengkareng
BDA35PAT | 251.12BF - 2012 | EGA | BEBAN | 2012 | Cengkareng
BC146 | - | EGA | PB |  | Cengkareng
BC146 | - | FLUOKITM | LBS |  | Cengkareng
BC147 | SN : T73005442627-0064 | SIEMENS | CBOG | 2017 | Cengkareng
BC147 | - | SIEMENS | LBS |  | Cengkareng
BC147 | - | SIEMENS | LBS |  | Cengkareng
BC148 | 2850034 | SCHNEIDER | LBS | 2018 | Cengkareng
BC148 | 3450019 | SCHNEIDER | LBS | 2018 | Cengkareng
BC148 | 3920067 | SCHNEIDER | LBS | 2018 | Cengkareng
BC148 | 0962.18.214 | EGA | PB1 | 2018 | Cengkareng
BC148 | 0902.18.214 | EGA | PB2 | 2018 | Cengkareng
BC15 | 28241119 | GAE | LBS | 2012 | Cengkareng
BC15 | 3330035 | SCHNEIDER | LBS | 2017 | Cengkareng
KDR262 | 0091.21.234 | EGA | PGC | 2021 | Cengkareng
KDR232 | W02-1-0003 | SCHNEIDER | PGC | 2016 | Cengkareng
BC15 | 300079 | MG | PB |  | Cengkareng
BC150 | - | MG SM6 | PGDB |  | Cengkareng
BC150 | - | ABB | LBS |  | Cengkareng
BC150 | - | ABB | LBS |  | Cengkareng
BC150 | - | ABB | PB |  | Cengkareng
BC151 | 3503 | Fluokit M | PMT | 2002 | Cengkareng
BC151 | NO SERI HILANG | Kit 27.2 | PMT |  | Cengkareng
BC151 | 261 | Unindo | PB l | 1990 | Cengkareng
BC151 | 20884/07 | Contactplasma | PB ll |  | Cengkareng
BC153 | - | FLUOKIT M | LBS |  | Cengkareng
BC153 | - | ABB | LBS |  | Cengkareng
BC153 | - | ABB | PT |  | Cengkareng
BC153 | - | FLUOKIT M | PGDB |  | Cengkareng
BC154 | 3005052683.0061 | SIEMENS | PMT | 2017 | Cengkareng
BC154 | 3005052683.0251 | SIEMENS | PMT | 2017 | Cengkareng
BC154 | 3005052683.0027 | Siemens | PB | 2017 | Cengkareng
BC155 | CI-2019-W21-4-0008 | SCHINEIDER | PB | 2019 | Cengkareng
BC155 | CI-2018-W32-50016 | SCHINEIDER | PB | 2018 | Cengkareng
BC155 | CI-2018-W32-5-0016 | SCHINEIDER | LBS MAN | 2018 | Cengkareng
BC155 | CI-2019-W38-4-0063 | SCHINEIDER | LBS | 2018 | Cengkareng
BC156 | 131077 | Kit 27.2 | PMT | 2013 | Cengkareng
BC156 | - | ABB | PMT |  | Cengkareng
BC156 |  | ABB | PB |  | Cengkareng
BC157 | W35-5-0009 | SCHNEIDER | PMT | 2018 | Cengkareng
BC157 | W35-3-0025 | SCHNEIDER | PMT | 2018 | Cengkareng
BC157 | 0485-18-214 | EGA | PB | 2018 | Cengkareng
DK159 | 2017CSF61001 | ORMAZABAL | PB |  | Cengkareng
DK16 | - | SCHNEIDER | LBS |  | Cengkareng
DK35A | 1356.17.213 | EGA | LBS | 2017 | Cengkareng
DK16 | - | DELLE ALSTHOM | PT |  | Cengkareng
DK16 | - | FLUOMATIC | PB |  | Cengkareng
DK16 | - | FLUOMATIC | LBS |  | Cengkareng
DK163 | - | MG | LBS |  | Cengkareng
DK163 | - | SCHNEIDER | PB |  | Cengkareng
DK163 | - | MG | LBS |  | Cengkareng
DK164 | 190001 | ORMAZABAL | LBS | 2021 | Cengkareng
TD185 |  |  |  |  | Ciputat
TD185 |  |  |  |  | Ciputat
TD354 |  |  |  |  | Ciputat
TD354 |  |  |  |  | Ciputat
TD354 |  |  |  |  | Ciputat
CN39 | 0 | MERLIN GERIN | LBS |  | Ciputat
CN39 | 0 | MERLIN GERIN | LBS |  | Ciputat
CN39 | 0 | MERLIN GERIN | PB TRAFO |  | Ciputat
CN23 |  |  |  |  | Ciputat
CN23 |  |  |  |  | Ciputat
CN23 |  |  |  |  | Ciputat
TD174 | 169313 | ABB | PB |  | Ciputat
BTC8 | 63019 | ORMAZABAL | LBS | 2016 | Cengkareng
CKG1PAT | SM0602072 | MERLIN GERIN | PMT |  | Cengkareng
CKG1PAT | SM0602070 | MERLIN GERIN | PMT |  | Cengkareng
CKG10 | - | MG SM6 | PGC |  | Cengkareng
CKG10 | - | MG SM6 | LBS |  | Cengkareng
CKG10 | - | MG SM6 | LBS |  | Cengkareng
CKG11 | 6603 | CONTACTPLASMA | PB1 | 2007 | Cengkareng
CKG11 | 11654/07 | CONTACTPLASMA | PMT | 2007 | Cengkareng
CKG11 | 11684/07 | CONTACTPLASMA | LBS | 2007 | Cengkareng
CKG11 | 20744/07 | CONTACTPLASMA | PB | 2007 | Cengkareng
CKG12 | 20724/07 | Contactplasma | PB1 |  | Cengkareng
CKG12 | 11674/07 | Contactplasma | PMT |  | Cengkareng
CKG12 | 11674/07 | Contactplasma | LBS |  | Cengkareng
CKG12 | 20714/07 | Contactplasma | PB |  | Cengkareng
CKG13 | - | EGA | PGC |  | Cengkareng
CKG13 | - | MG | LBS |  | Cengkareng
CKG13 | - | MG | LBS |  | Cengkareng
CKG13 | - | EGA | LBS |  | Cengkareng
CKG15 | - | EGA | PB | 2012 | Cengkareng
CKG15 | 28233 | GAE | LBS |  | Cengkareng
DK39 | - | MG | LBS |  | Cengkareng
DK45A | Cl-2012-W41-3-0009 | Schneider | PMT | 2012 | Cengkareng
DK45A | Cl-2012-W42-4-0023 | Schneider | PMT | 2012 | Cengkareng
DK45A | 350.12.BF | EGA | PB | 2012 | Cengkareng
DK45B |  | Kit 27.2 | PMT |  | Cengkareng
DK45B |  | Kit 27.2 | PMT |  | Cengkareng
DK45B |  | Kit 27.2 | PMT |  | Cengkareng
DK45B | CI-2019-W28-4-0016 | SCHNEIDER | PB | 2019 | Cengkareng
DK47A | T73005555599-0052 | SIEMENS | LBS |  | Cengkareng
DK47A | T73005555599-0129 | SIEMENS | LBS |  | Cengkareng
DK48 | - | FLUOKIT M | B1 |  | Cengkareng
DK48 | - | FLUOKIT M | PGDB |  | Cengkareng
DK48 | - | FLOUKIT M | DK48 |  | Cengkareng
TD264 |  |  |  |  | Ciputat
TD264 |  |  |  |  | Ciputat
TD264 |  |  |  |  | Ciputat
CN20 |  |  |  |  | Ciputat
CN20 |  |  |  |  | Ciputat
CN20 |  |  |  |  | Ciputat
TD28 |  |  |  |  | Ciputat
TD28 |  |  |  |  | Ciputat
TD28 |  |  |  |  | Ciputat
TD27P |  |  |  |  | Ciputat
TD27P |  |  |  |  | Ciputat
TD27P |  |  |  |  | Ciputat
TD61A | 1476.43.BL | EGA | LBS | 2013 | Ciputat
TD61A | 1478.13.BL | EGA | LBS | 2013 | Ciputat
TD61A | 697.13.BF | EGA | PB TRAFO | 2013 | Ciputat
TD190 |  |  |  |  | Ciputat
TD190 |  |  |  |  | Ciputat
TD425 |  |  |  |  | Ciputat
TD425 |  |  |  |  | Ciputat
TD23 |  |  |  |  | Ciputat
BC175 | 512 | Fluokit M | PB | 1992 | Cengkareng
BC175 | 325 | Fluokit M | PGDB | 1992 | Cengkareng
TG55S | 2019CSF61197 | ORMAZABAL | PB | 2019 | Cengkareng
TG55S | 2019CSF63427 | ORMAZABAL | LBS | 2019 | Cengkareng
TA6 | 864098 | MERLIN GERLIN | PB |  | Cengkareng
BC179 | 0060.15.214 | EGA | PB2 | 2015 | Cengkareng
BC179 | CI-2015-W35-1-0043 | SCHNEIDER | LBS MOT | 2015 | Cengkareng
BC179 | CI-2015-W396-0020 | SCHNEIDER | LBS MOT | 2015 | Cengkareng
TD15 |  |  |  |  | Ciputat
TD174 | ISC 64271200 | ABB | LBS |  | Ciputat
TD174 | 346013BC | ABB | LBS |  | Ciputat
CNK6 |  |  |  |  | Ciputat
CNK6 |  |  |  |  | Ciputat
TD182 | 0 | UNINDO | LBS |  | Ciputat
K283 | 500040 | Schneider | CBO |  | Menteng
TB58 | CI-2019-W40-4-1403 | SCHNEIDER SM6 | LBS MOTORIZED | 2019 | Jatinegara
TB58 | CI-2019-W40-2-1405 | SCHNEIDER SM6 | LBS MOTORIZED | 2019 | Jatinegara
PM19B | SM0801893 | SCHNEIDER | PB | 2018 | Jatinegara
KM62 |  | SCHNEIDER | LBS |  | Jatinegara
TB55 | C1-2013-W14-1-0007 | SCHNEIDER | CBOM | 2013 | Jatinegara
K32A | SM0402684 | MG SM6 | LBS | 2004 | Jatinegara
GH0227 |  | MG SM6 | LBS |  | Jatinegara
TB46 | 0610.15.209 | EGA | LBS | 2015 | Jatinegara
TB46 | 0297.15.211 | EGA | PB | 2015 | Jatinegara
GH0108 |  | GAE | LBS |  | Jatinegara
GH0108 |  | GAE | LBS |  | Jatinegara
GH0108 |  | GAE | LBS |  | Jatinegara
GH0108 |  | GAE | LBS |  | Jatinegara
GH0227 |  | MG SM6 | LBS |  | Jatinegara
GH0227 |  | MG SM6 | LBS |  | Jatinegara
GH0108 |  | MG SM6 | LBS |  | Jatinegara
GH0108 |  | MG SM6 | LBS |  | Jatinegara
TB50 | C1-2012-W21-1-0032 | SCHNEIDER | LBS | 2012 | Jatinegara
TB50 | C1-2012-W21-1-0003 | SCHNEIDER | LBS | 2012 | Jatinegara
TB50 | 24561/104/11/02/E6 | GAE | PB | 2011 | Jatinegara
T195 | C1-2012-W28-4-0010 | SCHNEIDER | LBS | 2012 | Jatinegara
TB59 | C1-2013-W16-3-0020 | SCHNEIDER | LBS | 2013 | Jatinegara
MG64 |  | GAE | PB |  | Jatinegara
GH0108 |  | GAE | LBS |  | Jatinegara
BC196 |  | Siemens | PB |  | Cengkareng
BC197 | 02900/005 | SIEMENS | LBS | 2017 | Cengkareng
BC197 | 02800/005 | SIEMENS | LBS | 2017 | Cengkareng
BC197 | 03000/005 | SIEMENS | PB | 2017 | Cengkareng
BC355P | - | ABB | PB |  | Cengkareng
BC94 | 0902-21-234 | EGA | CBOG | 2021 | Cengkareng
BC199 | 21672-019 | GAE | PMT | 2009 | Cengkareng
BC199 | 21675-019 | GAE | PMT | 2009 | Cengkareng
BC199 | 21676-019 | GAE | PB | 2009 | Cengkareng
BC1B | 0203.21.213 | EGA | LBS MOT | 2021 | Cengkareng
BC1B | 0194.21.213 | EGA | LBS MOT | 2021 | Cengkareng
BC1B | 0058.21.234 | EGA | CBOM | 2021 | Cengkareng
BC201 | - | SCHNEIDER | LBS | 2015 | Cengkareng
BC201 | SM1119216-4 | SCHNEIDER | PGC |  | Cengkareng
BC201 | - | SCHINEIDER | LBS | 2015 | Cengkareng
BC202 | W28-4-0005 | SCHNEIDER | LBS | 2017 | Cengkareng
BC202 | C1-2017-W08-2-0004 | SCHINEIDER | LBS | 2017 | Cengkareng
BC202 | W26-3-0053 | SCHNEIDER | PGC | 2016 | Cengkareng
BC203 | 3586.13.BL | EGA | LBS MOT | 2013 | Cengkareng
BC203 | 26877/075/01/EG | GAE | LBS | 2012 | Cengkareng
BC203 | 27022/12/02/EG | GAE | PB | 2012 | Cengkareng
BC204 | 01-99-21213 | EGA | LBS | 2021 | Cengkareng
BC204 | 13-0024 | ABB | LBS | 2013 | Cengkareng
BC204 | 13.0276 | ABB | PB | 2013 | Cengkareng
BC206 | 0293-15-209 | EGA | LBS | 2015 | Cengkareng
BC206 | 26886/075/12/01/E6 | EGA | LBS | 2012 | Cengkareng
BC206 | 157.12.BF | EGA | PB | 2012 | Cengkareng
BC207 | 16494.13BF | EGA | PB2 | 2013 | Cengkareng
BC207 | CI-2012W41-4-0031 | SCHNEIDER | LBS | 2012 | Cengkareng
BC207 | CI-2012-W41-3-0013 | SCHNEIDER | LBS | 2021 | Cengkareng
KDR28 | SM948007CI | Schneider | PB | 2007 | Cengkareng
KDR36 | 12839 | FLUOKIT M | LBS | 2010 | Cengkareng
KDR36 | W35.2.0046 | SCHNEIDER | LBS | 2017 | Cengkareng
TD416 | R0441484SF | MERLIN GERIN | LBS |  | Ciputat
TD416 | R0441484SF | MERLIN GERIN | LBS |  | Ciputat
TD339 |  |  |  |  | Ciputat
TD339 |  |  |  |  | Ciputat
TD339 |  |  |  |  | Ciputat
TD27A |  |  |  |  | Ciputat
TD27A |  |  |  |  | Ciputat
TD387 | 1663.13.BF | F & G | PB |  | Ciputat
TD387 | 3439.13.BL | F & G | LBS |  | Ciputat
TD39 |  |  |  |  | Ciputat
TD39 |  |  |  |  | Ciputat
TD39 |  |  |  |  | Ciputat
MK95 | T73005442627-0003 | UNINDO | LBS MOTORIZE | 2017 | Cengkareng
MK95 | - | SIMENS | PGC | 2017 | Cengkareng
NS13 | 0393.18.212 | EGA | LBS | 2018 | Cengkareng
NS13 | T7300-505-2683-0035 | SIEMENS | LBS MOTORIZE | 2017 | Cengkareng
NS13 | 0290.18.214 | EGA | PB | 2018 | Cengkareng
PJ150 | - | ABB Safe Plus | LBS |  | Cengkareng
PJ150 | - | ABB Safe Plus | LBS |  | Cengkareng
PJ150 | 200120152670003 | ABB Safe Plus | BI |  | Cengkareng
RB10 | - | SIEMENS | LBS | - | Cengkareng
RB10 | - | SIEMENS | LBS | - | Cengkareng
RB2 | C1-2018-W19-3-0031 | SCHINEIDER | LBS MOT | 2018 | Cengkareng
RB2 | 1408-20 | ULUSOY | CBOG | 2020 | Cengkareng
RB2 | C1-2019-W40-3-0035 | SCHINEIDER | PB | 2019 | Cengkareng
RB4P | - | SCHNEIDER | LBS |  | Cengkareng
RB4P | - | SCHNEIDER | LBS |  | Cengkareng
RB4P | - | SCHNEIDER | PB |  | Cengkareng
RB5 | 13.1825 | ABB | LBS | 2013 | Cengkareng
RB5 | 13.1772 | ABB | LBS | 2013 | Cengkareng
RB5 | 13.1996 | ABB | PB | 2013 | Cengkareng
RB7P | - | SIEMENS | LBS |  | Cengkareng
RB7P | - | SIEMENS | LBS |  | Cengkareng
RB7P | - | SIEMENS | PB |  | Cengkareng
TA100 | 1685-16-218 | EGA | LBS | 2016 | Cengkareng
TA100 | 0653-16-212 | EGA | LBS | 2016 | Cengkareng
TA100 | 0935-16-216 | EGA | PGC | 2016 | Cengkareng
TA101 | - | KIT 25 | LBS | 2013 | Cengkareng
TA101 | - | KIT 25 | PMT | 2013 | Cengkareng
TA101 | - | KIT 25 | PB | 2013 | Cengkareng
TA105 | SM9605915 | MG | PB |  | Cengkareng
TA105 | sm9606205 | MG | LBS |  | Cengkareng
TA105 | 0028-16-213 | EGA | LBS | 2016 | Cengkareng
TA108 | 3567.17.218 | EGA | LBS | 2017 | Cengkareng
TA108 | 1889 | FLUOKIT M | LBS | 1997 | Cengkareng
TA108 | 1951 | Fluokit M | PB | 1996 | Cengkareng
TG70D | 0017.15.214 | EGA | PB | 2015 | Cengkareng
TA113 | 2019CSF60055 | ORMAZABAL | LBS | 2019 | Cengkareng
TA113 | 2019CSF62025 | ORMAZABAL | PT | 2019 | Cengkareng
TA113 | 2019CSF3425 | ORMAZABAL | LBS | 2019 | Cengkareng
TA114 |  | MG SM6 | PMT |  | Cengkareng
TA114 |  | MG SM6 | PMT |  | Cengkareng
TA114 |  | MG SM6 | PB |  | Cengkareng
TA114 |  | MG SM6 | PT |  | Cengkareng
TA114 |  | MG SM6 | PGDB |  | Cengkareng
TA114 |  | MG SM6 | B1 |  | Cengkareng
KDR20 | 3384.13.BL | EGA | LBS | 2013 | Cengkareng
KDR23 | IDABB418111117 | ABB SAFEPLUS | LBS | 2018 | Cengkareng
KDR23 | IDABB418111081 | ABB SAFEPLUS | LBS | 2018 | Cengkareng
KDR23 | IDABB418111129 | ABB SAFEPLUS | PB | 2018 | Cengkareng
KDR24X | SN : 0924.17.213 | EGA | LBS | 2017 | Cengkareng
KDR24X | SN : 1262.21.213 | EGA | LBS Motorized | 2021 | Cengkareng
KDR24X | W11.2.0050 | SCHNEIDER | CBOM | 2019 | Cengkareng
DK177 | CI.2018.W29.6.0046 | SCHNEIDER | LBS MOT | 2018 | Cengkareng
DK34 | - | FLUOMATIC | PB |  | Cengkareng
TA101 | - | KIT 25 | PB | 2013 | Cengkareng
CKG41 | IDABB420030264 | ABB | LBS | 2020 | Cengkareng
MK220 | 1013.17.212 | EGA | LBS | 2017 | Cengkareng
MK220 | 1018.17.212 | EGA | LBS | 2017 | Cengkareng
MK220 | 0173.17.212 | EGA | LBS | 2017 | Cengkareng
MK220 | SM0703003 | MERLIN GERLIN | PB |  | Cengkareng
MK224 | 2131-19 | ULUSOY | PB | 2020 | Cengkareng
MK224 | 0850-20 | ULUSOY | LBS MOT | 2020 | Cengkareng
MK226 | CI-2015-W44-3-002 | SCHNEIDER | LBS | 2015 | Cengkareng
MK226 | - | KIT27.2 | LBS | - | Cengkareng
MK226 | - | KIT27.2 | PB1 | - | Cengkareng
MK227 | - | FLUOKIT M | PB |  | Cengkareng
MK227 |  | Kit 27.2 | PMT |  | Cengkareng
MK227 | - | Fluokit M | LBS |  | Cengkareng
MK232 | 0648-20 | ULUSOY | LBS MOT | 2020 | Cengkareng
MK232 | 1918-19 | ULUSOY | PB | 2019 | Cengkareng
MK234 | CI-2018-W32-3-0053 | SCHINEIDER | LBS | 2018 | Cengkareng
MK234 | CI-2018-W28-6-0042 | SCHINEIDER | LBS MOTORIZE | 2018 | Cengkareng
MK234 | - | KIT27.2 | PB |  | Cengkareng
MK234 | - | ABB | PT |  | Cengkareng
MK234 | - | FLUOKIT M | PGC |  | Cengkareng
MK234 | - | Kit 27.2 | PB |  | Cengkareng
MK241 | - | MG | LBS |  | Cengkareng
MK241 | - | MG | LBS |  | Cengkareng
DK58 | - | MG Vercors M6 | PB |  | Cengkareng
MK241 | - | MG | PT |  | Cengkareng
MK241 | - | VERCORS | PGC |  | Cengkareng
MK250 | 5845 | FLUOKIT M | LBS | 1996 | Cengkareng
MK250 | 820010 | SCHNEIDER | LBS | 2017 | Cengkareng
MK250 | 1666 | FLUOKIT M | PT | 1995 | Cengkareng
MK250 | 1578 | FLUOKIT M | PGDB | 1995 | Cengkareng
MK250 | 737 | FLUOKIT M | B1 |  | Cengkareng
MK252 | 2019CSF63369 | ORMAZABAL | LBS | 2019 | Cengkareng
MK252 | 2019CSF60045 | ORMAZABAL | CBO | 2019 | Cengkareng
MK252 | 2019CSF61184 | ORMAZABAL | PB | 2019 | Cengkareng
MK253 |  | MG | PMT |  | Cengkareng
MK253 |  | MG | PMT |  | Cengkareng
MK253 |  | MG | PB |  | Cengkareng
MK257 | 9401092 | MERLIN GERIN | PGC |  | Cengkareng
MK257 | 1882-19 | ULUSOY | PB | 2019 | Cengkareng
DK73 | SM1125040Cl | SCHNEIDER | LBS |  | Cengkareng
DK73 | SM1125040Cl | SCHNEIDER | LBS |  | Cengkareng
DK74 | C1-2019-W22-1-0007 | SCHINEIDER | PB | 2019 | Cengkareng
DK74 | - | EGA | LBS MOT |  | Cengkareng
KDR93 | - | GAE | PB |  | Cengkareng
DK25 | - | EGA | PB |  | Cengkareng
DK76 | C1-2018-W21-4-0012 | SCHNEIDER | CBO | 2018 | Cengkareng
DK76 | - | ABB | PB |  | Cengkareng
DK76 | - | ABB | LBS |  | Cengkareng
DK76 | - | Fluokit M | PGDB |  | Cengkareng
DK76 | - | Fluokit M | BI |  | Cengkareng
DK77 | 0831-17-214 | EGA | PB | 2017 | Cengkareng
DK77 | - | SCHNEIDER | LBS |  | Cengkareng
DK78 | - | SCHNEIDER | LBS |  | Cengkareng
DK78 | - | SCHNEIDER | LBS |  | Cengkareng
DK78 | - | SCHNEIDER | PB |  | Cengkareng
DK78 | - | SCHNEIDER | PB |  | Cengkareng
DK79 | 2019CSF63238 | ORMAZABAL | LBS MOT | 2019 | Cengkareng
DK79 | 2019CSF61099 | ORMAZABAL | PB | 2019 | Cengkareng
DK79 | 2019CSF63239 | ORMAZABAL | LBS | 2019 | Cengkareng
DK83 | CI-2018-W14-1-0010 | SCHINEIDER | LBS | 2018 | Cengkareng
DK83 | Cl-2018-W20- 2 - 0048 | SCHINEIDER | CBO MOT | 2018 | Cengkareng
DK83 | - | Kit 27.3 | PT |  | Cengkareng
DK84 | - | MG SM6 | LBS |  | Cengkareng
DK84 | CI-2017-W21-1-0017 | SCHNEIDER | LBS | 2017 | Cengkareng
DK84 | - | KIT 27,2 | LBS |  | Cengkareng
DK84 | - | Kit 27.2 | PB2 |  | Cengkareng
DK85 | SN : 1271.21.213 | EGA | LBS Motorized | 2021 | Cengkareng
DK85 | 0619.18.212 | EGA | LBS | 2018 | Cengkareng
DK85 | 1309.19.214 | EGA | PB2 | 2019 | Cengkareng
DK85 | 1309.19.214 | EGA | PB 1 |  | Cengkareng
DK86 |  | Fluokit M | PMT |  | Cengkareng
DK86 |  | Kit 27.2 | PMT |  | Cengkareng
DK86 | - | Kit 27.2 | LBS |  | Cengkareng
DK88 | - | SCHINEIDER | LBS |  | Cengkareng
KDR36 | 1113.13BF | EGA | PB | 2013 | Cengkareng
KDR4 |  | Ormazabal | PMT |  | Cengkareng
KDR4 |  | Ormazabal | PMT |  | Cengkareng
KDR4 |  | Ormazabal | PB |  | Cengkareng
KDR41 | - | EGA | LBS |  | Cengkareng
KDR41 | - | GAE | LBS |  | Cengkareng
KDR41 | - | GAE | PB |  | Cengkareng
KDR43 | 500411660/6011-03 | ABB | PMT | 2011 | Cengkareng
KDR43 | 500411660/6001-02 | ABB | PMT | 2011 | Cengkareng
KDR43 | 500411660/6021-04 | ABB | PB | 2011 | Cengkareng
KDR46 | 500411660/6021-03 | ABB | PMT | 2011 | Cengkareng
KDR46 | 500411660/6001-04 | ABB | PMT | 2011 | Cengkareng
KDR46 | 500411660/6011-03 | ABB | PB | 2011 | Cengkareng
KDR5 | 375613BL | EGA | LBS MOT | 2013 | Cengkareng
DK164 | 190001 | ORMAZABAL | LBS | 2021 | Cengkareng
DK164 | 190001 | ORMAZABAL | PB | 2021 | Cengkareng
DK165 | 1839 | FLUOKIT M | BI | 1997 | Cengkareng
DK165 | - | FLUOKIT M | PGDB | 1997 | Cengkareng
DK165 | 1289 | FLUOKIT M | PT | 1997 | Cengkareng
DK165 | 6559 | FLUOKIT M | PMT | 1997 | Cengkareng
DK165 | 6522 | FLUOKIT M | PMT | 1997 | Cengkareng
DK165 | 310 | FLUOKIT M | PGC |  | Cengkareng
DK168 | 0125.19.212 | EGA | LBS | 2019 | Cengkareng
DK168 | 0081.19.213 | EGA | LBS MOTORIZE | 2019 | Cengkareng
DK168 | 0346.19.214 | EGA | PB | 2019 | Cengkareng
DK17 | - | EGA | LBS MOT |  | Cengkareng
DK17 | Nomor Seri. 1292.21.213 | EGA | LBS Motorized | 2021 | Cengkareng
DK17 | - | SCHNEIDER | PGC |  | Cengkareng
DK186 | - | ULASOY | PB |  | Cengkareng
DK171 | - | EGA | PB2 | 2017 | Cengkareng
DK171 | - | EGA | LBS | 2017 | Cengkareng
DK171 | - | EGA | LBS | 2017 | Cengkareng
DK173 | SN : 1263.21.213 | EGA | LBS Motorized | 2021 | Cengkareng
DK173 | - | MG | LBS |  | Cengkareng
CKG41 | IDABB419010081 | ABB | CBO | 2020 | Cengkareng
DK173 | - | ABB | PB |  | Cengkareng
DK175 | SM1126058CI | SCHNEIDER | PGC | 2011 | Cengkareng
DK175 | SM11232194 | SCHNEIDER | LBS | 2011 | Cengkareng
DK175 | SM11242114 | SCHNEIDER | LBS | 2011 | Cengkareng
DK177 | 1103.13.BF | EGA | PB | 2013 | Cengkareng
DK178 | CI-2018-W32-2-0053 | SCHINEIDER | LBS MANUAL | 2018 | Cengkareng
DK178 | CI-2018-W39-6-0018 | SCHINEIDER | LBS MANUAL | 2018 | Cengkareng
DK178 | 0302.18.234 | EGA | PGC | 2018 | Cengkareng
CKG15 | - | M.GERLIN | LBS |  | Cengkareng
BTC1 | - | EGA | PB2 | 2013 | Cengkareng
DK180 | 0383.18.214 | EGA | LBS | 2018 | Cengkareng
DK180 | - | EGA | LBS | 2018 | Cengkareng
DK180 | 0411.18.212 | EGA | PB | 2018 | Cengkareng
DK182 | - | EGA | PB |  | Cengkareng
DK182 | - | EGA | LBS |  | Cengkareng
DK182 | - | EGA | LBS |  | Cengkareng
DK183 | 941 | UNINDO | PMT |  | Cengkareng
DK183 | 2867 | UNINDO | PMT |  | Cengkareng
DK183 | 2870 | FM | PT |  | Cengkareng
DK183 | 288 | UNINDO | PGDB |  | Cengkareng
DK183 | 462 | UNINDO | PB |  | Cengkareng
DK184K | - | ORMAZABAL | LBS |  | Cengkareng
DK184K | - | ORMAZABAL | LBS |  | Cengkareng
DK184K | - | ORMAZABAL | PB |  | Cengkareng
DK185 | N2N230485M0011 | GAE | LBS |  | Cengkareng
DK185 | 13.1812 | GAE | LBS |  | Cengkareng
DK185 | 293.12.BF | EGA | PB |  | Cengkareng
DK186 | C1-2018-W32-1-0044 | EGA | PGC | 2018 | Cengkareng
DK186 | C1-2018-W32-1-0044 | SCHINEIDER | LBS | 2018 | Cengkareng
DK186 | - | FLUOKIT M | LBS |  | Cengkareng
DK19 | CI-2017-W36-2004 | SCHINEIDER | PB | 2017 | Cengkareng
DK19 | 1017.17.212 | EGA | LBS | 2017 | Cengkareng
DK19 | CI-2017-W36-0003 | SCHINEIDER | LBS | 2017 | Cengkareng
DK190 | 13.0147 | ABB Uni Switch | LBS | 2013 | Cengkareng
DK190 | 13.0115 | ABB Uni Switch | LBS | 2013 | Cengkareng
DK190 | 13.0319 | ABB Uni Switch | PB | 2013 | Cengkareng
DK191 | - | MG Vercors M6 | PB |  | Cengkareng
DK191 |  | MG Vercors M6 | PMT |  | Cengkareng
TA116 | 1364-17-213 | EGA | LBS | 2017 | Cengkareng
TA116 | - | KIT27.2 | LBS | - | Cengkareng
TA117 | 73417214 | SCHNEIDER | LBS | 2017 | Cengkareng
TA117 | 250013 | SCHNEIDER | LBS | 2017 | Cengkareng
TA117 | 250021 | EGA | PB | 2017 | Cengkareng
TA119 | 335513 | EGA | LBS MOT | 2013 | Cengkareng
TA119 | 743 | MG | LBS |  | Cengkareng
TA119 | 2735 | FLUOKIT M | PB |  | Cengkareng
TA120 | SM11251344 | SCHNEIDER | PMT |  | Cengkareng
TA120 | W04-4-0045 | MG | PMT | 2014 | Cengkareng
TA120 | 3116.13.BL | EGA | PB | 2013 | Cengkareng
TA120 | 3358.13.BL | EGA | PB | 2013 | Cengkareng
BC208 | 1756.17.234 | EGA | CBOM | 2017 | Cengkareng
TA122 | CI-2016-W22-6-0008 | SCHINEIDER | PGC | 2016 | Cengkareng
TA122 | - | EGA | LBS |  | Cengkareng
TA122 | - | MG VERCORS M6 | LBS |  | Cengkareng
TA123 | 0208.21.213 | EGA | LBS | 2021 | Cengkareng
TA123 | 0195.21.213 | EGA | LBS | 2021 | Cengkareng
TA123 | 2157 | Fluokit M | PT | 2001 | Cengkareng
TA123 | - | MG | PGDB |  | Cengkareng
TA124 | SM010045 | MG SM6 | LBS |  | Cengkareng
TA124 | 1079.17.234 | EGA | CBO | 2017 | Cengkareng
TA124 | 2159 | UNINDO | PT | 2001 | Cengkareng
TA124 | SM000946 | MERLIN GERLIN | PGC |  | Cengkareng
TA124A | 50173383/1011-11 | ABB | LBS | 2017 | Cengkareng
TA124A | 501733863/1001-015 | ABB | LBS | 2017 | Cengkareng
TA124A | 5017335863/1021-019 | ABB | PB | 2017 | Cengkareng
TA125 | 1001-014 | ABB SAFELPUS | LBS | 2017 | Cengkareng
TA125 | 1011-013 | ABB SAFELPUS | LBS | 2017 | Cengkareng
TA125 | 1021-001 | ABB SAFELPUS | PB | 2017 | Cengkareng
TA127 | T73005442627-0009 | SIEMENS | CBOM | 2017 | Cengkareng
TA127 | T73005442624-0023 | SIEMENS | LBS | 2017 | Cengkareng
TA127 | T73005442627-0004 | SIEMENS | LBS | 2017 | Cengkareng
KDR138 | 1535.13.BL | EGA | PMT | 2013 | Cengkareng
KDR138 | 1537.13.BL/2013 | EGA | PMT | 2013 | Cengkareng
KDR138 | 728.13.BF/2013 | EGA | PB | 2013 | Cengkareng
KDR139 | 13.0219 | ABB | LBS | 2013 | Cengkareng
KDR139 | 13.0378 | ABB | LBS | 2013 | Cengkareng
BN34 | 62271-200 | SCHNEIDER ELEKTRIC | PMT | 2012 | Menteng
BN34 | 62271-200 | SCHNEIDER ELEKTRIC | PMT | 2012 | Menteng
CKG83 | 13.0367 | ABB | PMT |  | Cengkareng
CKG83 | 13.0641 | ABB | BEBAN |  | Cengkareng
TD182 | 176074 | UNINDO | LBS |  | Ciputat
TD182 | 6725 | UNINDO | PB TRAFO |  | Ciputat
KM10 | 9507127L | MG | LBS | 1995 | Jatinegara
KM23S | SB-2011-W21-6-0013 | SCHNEIDER | PB | 2011 | Jatinegara
KM23S | SB-2011-W16-3-0011 | SCHNEIDER | LBS | 2011 | Jatinegara
KM26 | SM1126111C1 | MG | CBOG | 2011 | Jatinegara
KM26 | SM1123171C1 | MG | LBS | 2011 | Jatinegara
KM26 | SM1123247C1 | MG | LBS | 2011 | Jatinegara
KDR1 | 15135024 | ORMAZABAL | PMT | 2015 | Cengkareng
KDR1 | 15135024 | ORMAZABAL | PMT | 2015 | Cengkareng
KDR1 | 15135024 | ORMAZABAL | PB | 2015 | Cengkareng
KDR10 | 2019CSF63411 | ORMAZABAL | LBS | 2019 | Cengkareng
KDR10 | 2019CSF63412 | ORMAZABAL | LBS | 2019 | Cengkareng
KDR10 | 2019CSF61190 | ORMAZABAL | PB | 2019 | Cengkareng
CKG100 |  | EGA | PMT |  | Cengkareng
KDR93 | 27452 | MG | LBS | 2012 | Cengkareng
KDR93 | 24780 | GAE | LBS | 2011 | Cengkareng
KDR106 | 0421.18.212/2018 | EGA | LBS | 2018 | Cengkareng
KDR106 | 0355.18.212/2018 | EGA | LBS | 2018 | Cengkareng
KDR106 | 0177.19.214/2019 | EGA | PB | 2019 | Cengkareng
KDR109 | 363.12.BF | EGA | PB2 |  | Cengkareng
KDR109 | 314.12.BF | EGA | PB1 |  | Cengkareng
KDR109 | 731.12.BL | EGA | LBS |  | Cengkareng
KDR109 | 652.12.BL | EGA | LBS |  | Cengkareng
CKG7 | 10323 | FLUOKIT M | PGC | 2006 | Cengkareng
CKG73 | CI-2017-W43-1-0014/ 2017 | SCHINEDER | LBS | 2017 | Cengkareng
CKG73 | 1VZN231385Y 0 0 01 | ABB | LBS | 2004 | Cengkareng
CKG73 | 130348214 | EGA | PB | 2018 | Cengkareng
CKG74 | 27261/075/12/01/EG | GAE | LBS | 2012 | Cengkareng
CKG74 | 74.12.BF | EGA | PB | 2012 | Cengkareng
CKG76 | - | ABB | CBO |  | Cengkareng
CKG76 |  | GAE | PMT |  | Cengkareng
CKG76 |  | EGA | PB |  | Cengkareng
CKG8 | SB-2011-W16-3-0035 | SCHNEIDER | LBS | 2011 | Cengkareng
CKG8 | SB-2011-W16-2-0077 | SCHINEIDER | LBS | 2011 | Cengkareng
CKG8 | SB-2011-W21-2-0031 | SCHNEIDER | PB | 2011 | Cengkareng
CPD2 | 0442073SF | MERLIN GERIN | PMT |  | Cengkareng
CPD2 | 0442073SF | MERLIN GERIN | PB |  | Cengkareng
CPD2 | 0442073SF | MERLIN GERIN | LBS |  | Cengkareng
CPD8 | CI-2019-W25-4-1403 | SCHINEIDER | LBS MAN | 2020 | Cengkareng
CPD8 | CI-2019-W40-2-1402 | SCHINEIDER | PB | 2020 | Cengkareng
CPD8 | CI-2020-W35-2-1404 | SCHINEIDER | LBS | 2020 | Cengkareng
DK1 | - | MERLIN GERLIN | PMT | 2017 | Cengkareng
DK1 | - | MERLIN GERLIN | PMT | 2017 | Cengkareng
DK1 | - | MERLIN GERLIN | PMT | 2017 | Cengkareng
DK1 | - | MERLIN GERLIN | PB | 2017 | Cengkareng
DK1 | - | MERLIN GERLIN | PB | 2017 | Cengkareng
DK106 | 0207.21.213 | EGA | LBS |  | Cengkareng
DK106 | 0201.21.213 | EGA | LBS |  | Cengkareng
DK106 | 0028.21.21.214 | EGA | PB |  | Cengkareng
DK109 | - | Kit 27.2 | PB |  | Cengkareng
DK109 | - | Kit 27.2 | LBS |  | Cengkareng
DK109 | - | Kit 27.2 | LBS |  | Cengkareng
DK111 | 0938.17.212 | EGA | LBS | 2017 | Cengkareng
DK111 | 080.17.234 | EGA | LBS | 2017 | Cengkareng
DK111 | - | UNINDO | PT |  | Cengkareng
DK111 | 18.2081 | UNINDO | PGC |  | Cengkareng
DK111 | 27.2CEM | KIT | BI |  | Cengkareng
DK114 | - | MG SM6 | LBS |  | Cengkareng
DK114 | - | MG SM6 | PB |  | Cengkareng
DK114 | - | MG SM6 | LBS |  | Cengkareng
DK191 | - | MG | PMT |  | Cengkareng
DK191 |  | MG Vercors M6 | PT |  | Cengkareng
DK191 |  | MG Vercors M6 | PGDB |  | Cengkareng
DK191 |  | MG Vercors M6 | B1 |  | Cengkareng
DK192 | C1-2018-W10-5-0004 | SCHNEIDER | LBS | 2018 | Cengkareng
DK192 | CI-2019-W10-5-0024 | SCHNEIDER | LBS | 2019 | Cengkareng
DK192 | 0325-17-216-2017 | EGA | PGC | 2017 | Cengkareng
DK193 | 13.0087 | ABB Uni Switch | PMT | 2013 | Cengkareng
DK193 | 13.008 | ABB Uni Switch | PMT | 2013 | Cengkareng
CKG41 | IDABB419010052 | ABB | PT | 2020 | Cengkareng
DK193 | 13.0325 | ABB Uni Switch | PB | 2013 | Cengkareng
DK195 | 501670294/04-010 | ABB | PB | 2016 | Cengkareng
D184 | - | EGA | LBS |  | Menteng
S150 | 0462-20-234 | EGA | CBOM | 2020 | Menteng
TB59 | C1-2013-W17-6-0013 | SCHNEIDER | LBS | 2013 | Jatinegara
PM22 | 22636/032/10/01/E6 | GAE | LBS | 2010 | Jatinegara
PM22 | - | GAE | PB | 2010 | Jatinegara
PM22BIS | 51915209 | EGA | LBS | 2015 | Jatinegara
PM22BIS | 45915209 | EGA | LBS | 2015 | Jatinegara
GH0005 |  | FLOUKIT-M | LBS |  | Jatinegara
PM22F | 0497.20.213 | EGA | LBS | 2020 | Jatinegara
PM22F | 1899-19 | ULUSOY | PB | 2019 | Jatinegara
GH0005 |  | FLOUKIT-M | LBS |  | Jatinegara
K98 | C1-2019-W37-2-0031 | SCHNEIDER | LBS MOTORIZED | 2019 | Jatinegara
K98 | 265.12.BF | EGA | PB | 2012 | Jatinegara
K99A | 241613BL | EGA | PB | 2013 | Jatinegara
K99A | 242113BL | EGA | LBS | 2013 | Jatinegara
K99A | 179213BF | EGA | LBS | 2013 | Jatinegara
K35A | 2371.13.BL | EGA | LBS | 2013 | Jatinegara
K35A | 2422.13.BL | EGA | LBS | 2013 | Jatinegara
K35A | 1749.13.BF | EGA | PB | 2013 | Jatinegara
GH0108 |  | GAE | LBS |  | Jatinegara
PM21 | 1302481 | ABB | PB | 2013 | Jatinegara
K101B | 2410.13.BL | EGA | LBS | 2013 | Jatinegara
K101B | 3674.13.BL | EGA | LBS | 2013 | Jatinegara
K101B | 1742.13.BF | EGA | PB | 2013 | Jatinegara
K11N | NO NAMEPLATE | SCHNEIDER | ACO | 2017 | Jatinegara
K98A | S9503366 | MG | LBS |  | Jatinegara
K98A | S9501941 | MG | LBS |  | Jatinegara
K35A | 0121.19.213 | EGA | LBS | 2019 | Jatinegara
K131 | CV06-5096/011 | SIEMENS COMPACT | PB | 1995 | Jatinegara
K131 | CV06-5096/011 | SIEMENS COMPACT | PB | 1995 | Jatinegara
K131 | CV06-5096/011 | SIEMENS COMPACT | LBS | 1995 | Jatinegara
K131 | CV06-5096/011 | SIEMENS COMPACT | LBS | 1995 | Jatinegara
KDR134 | 1432-13BL | EGA | PMT | 2013 | Cengkareng
KDR134 | 1547-13BL | EGA | PMT | 2013 | Cengkareng
KDR134 | 717-13BF | EGA | PB | 2013 | Cengkareng
TD419 |  |  |  |  | Ciputat
TD419 |  |  |  |  | Ciputat
TD419 |  |  |  |  | Ciputat
TD42 |  |  |  |  | Ciputat
TD42 |  |  |  |  | Ciputat
TD42 |  |  |  |  | Ciputat
TD424 |  |  |  |  | Ciputat
TD424 |  |  |  |  | Ciputat
TD44A | CI-2016-W24-3-0027 | SCHNEIDER | LBS1 MOTORIS | 2016 | Ciputat
TD44A | 2219191/032/10/01/E6 | GAE | LBS2 MOTORIS | 2010 | Ciputat
TD44A | 22200/032/10/02/E6 | GAE | PB | 2010 | Ciputat
TD280 |  |  |  |  | Ciputat
TD280 |  |  |  |  | Ciputat
TD280 |  |  |  |  | Ciputat
TD347 | - | MERLIN GERIN | LBS |  | Ciputat
TD347 | - | MERLIN GERIN | LBS |  | Ciputat
TD221 |  |  |  |  | Ciputat
TD221 |  |  |  |  | Ciputat
TD221 |  |  |  |  | Ciputat
CP173 |  |  |  |  | Ciputat
CP211 | . | FLUOKIT M | LBS |  | Ciputat
CP211 | . | FLUOKIT M | LBS |  | Ciputat
CP211 | . | FLUOKIT M | PB |  | Ciputat
CN15P | 1 | GAE | LBS | . | Ciputat
BC157 | 20251069 | Contactplasma | PB |  | Cengkareng
BC158 | 0205.21.213 | EGA | LBS MAN | 2021 | Cengkareng
BC158 | 0206.21.213 | EGA | LBS MAN | 2021 | Cengkareng
BC158 | 0051.21.234 | EGA | CBOM | 2021 | Cengkareng
BC159 | - | SCHNEIDER | LBS |  | Cengkareng
BC159 | - | EGA | LBS |  | Cengkareng
BC94 | 0248-21-212 | EGA | LBS MAN | 2021 | Cengkareng
BC159 | - | EGA | PB |  | Cengkareng
MK227 | - | SCHNEIDER | CBO |  | Cengkareng
BC160 | - | RETROFIT | LBS | 2003 | Cengkareng
BC160 | - | MG VERCORS M6 | LBS |  | Cengkareng
BC160 | - | MG VERCORS M6 | PT |  | Cengkareng
BC160 | - | MG VERCORS M6 | PGDB |  | Cengkareng
BC161 | 8122430000300 | Siemens | PMT | 2011 | Cengkareng
BC161 | - | Siemens | PMT | 2011 | Cengkareng
BC161 | 812243-00032 | Siemens | PB |  | Cengkareng
BC163 | 0795-17-214 | EGA | LBS | 2017 | Cengkareng
BC163 | 0457-17-213 | EGA | LBS | 2017 | Cengkareng
BC163 | 0964-17-212 | EGA | PB | 2017 | Cengkareng
BC164 | CI-2018-W19-6-0045 | SCHNEIDER | LBS MANUAL | 2018 | Cengkareng
BC164 | CI-2018-W23-2-0030 | SCHNEIDER | LBS MOTORIZE | 2018 | Cengkareng
BC164 | CI-2018-W30-4-0028 | SCHNEIDER | CBOG | 2018 | Cengkareng
BC165 | - | ABB | LBS |  | Cengkareng
BC165 | - | ABB | LBS |  | Cengkareng
BC165 | 0211-16-2013 | EGA | PB | 2016 | Cengkareng
BC17 | - | EGA | PB2 |  | Cengkareng
BC17 | - | FLUOKIT M | PB1 |  | Cengkareng
BC17 | - | FLUOKIT M | LBS |  | Cengkareng
BC17 | - | FLUOKIT M | LBS |  | Cengkareng
BC170 | - | MG | PGC |  | Cengkareng
BC170 | - | SCHNEIDER | METERING |  | Cengkareng
BC170 | - | MG | LBS |  | Cengkareng
TG112S | - | AEP | PT |  | Cengkareng
BC170 | 0130.19.213 | EGA | LBS | 2019 | Cengkareng
BC170 | CI-2019-W11-2-0053 | SCHINEIDER | CBOG | 2019 | Cengkareng
BC171 | 9116711 | MG Vercors M6 | PMT |  | Cengkareng
BC171 | 9116140 | MG Vercors M6 | PMT |  | Cengkareng
BC171 | 9108019 | MG Vercors M6 | PB |  | Cengkareng
BC172K | 1927S160 | ORMAZABAL | LBS | 2019 | Cengkareng
BC172K | 1927S160 | ORMAZABAL | LBS | 2019 | Cengkareng
BC172K | 1927S160 | ORMAZABAL | PB | 2019 | Cengkareng
BC175 | 751 | Fluokit M | PMT | 1992 | Cengkareng
BC175 | 752 | Fluokit M | PMT | 1992 | Cengkareng
BC175 | 388 | Fluokit M | PB | 1992 | Cengkareng
CKG25 | - | Fluokit M | LBS |  | Cengkareng
CKG25 | - | Schneider | PB |  | Cengkareng
CKG26 | 12071 | FLUOKIT M | LBS | 2009 | Cengkareng
CKG26 | 12075 | FLUOKIT M | LBS | 2009 | Cengkareng
CKG26 | 3835 | FLUOKIT M | PB | 2009 | Cengkareng
CKG71 | - | EGA | LBS MOT | 2015 | Cengkareng
CKG16 | 2016CSF61006 | ORMAZABAL | PB | 2016 | Cengkareng
BC279 | - | KIT 25 | LBS |  | Cengkareng
DK34 | - | SCHNEIDER | PB |  | Cengkareng
CKG28 | 0913.16.216 | EGA | PGC | 2016 | Cengkareng
CKG28 | 045.13BF | EGA | PB | 2013 | Cengkareng
CKG28 | 90027 | ABB Uni Switch | LBS | 2009 | Cengkareng
CKG3 | CI-2019-W31-4-1404 | SCHINEIDER | LBS | 2019 | Cengkareng
CKG3 | CI-2019-W31-4-1404 | SCHINEIDER | LBS | 2019 | Cengkareng
CKG3 | CI-2019-W31-4-1404 | SCHINEIDER | PB | 2019 | Cengkareng
CKG32R | 9123783 | MERLIN GERLIN | LBS | 2016 | Cengkareng
CKG32R | 16-5169 | MERLIN GERLIN | LBS | 2016 | Cengkareng
CKG32R | 16-5172 | MERLIN GERLIN | PB | 2016 | Cengkareng
CKG33R | - | Areva | LBS |  | Cengkareng
CKG33R | 09J3552 | AREVA | PB | 2010 | Cengkareng
CKG33R | - | UNINDO | LBS | 2010 | Cengkareng
CKG34 | SM1010080Cl | SCHENEIDER | PMT |  | Cengkareng
CKG34 | SM1023061Cl | SCHENEIDER | PMT |  | Cengkareng
CKG34 | SM1026097Cl | SCHENEIDER | PGC |  | Cengkareng
CKG4 |  | MG SM6 | PMT |  | Cengkareng
CKG4 |  | MG SM6 | PMT |  | Cengkareng
CKG4 |  | MG SM6 | PB |  | Cengkareng
CKG43 | - | EGA | LBS |  | Cengkareng
CKG43 | - | EGA | LBS |  | Cengkareng
CKG43 | - | SCHNEIDER | PB |  | Cengkareng
CKG44 |  | Schneider RM6 | PMT |  | Cengkareng
CKG44 |  | Schneider RM6 | PMT |  | Cengkareng
CKG44 |  | Schneider RM6 | PB |  | Cengkareng
CKG45 | SM1117205Cl | SCHNEIDER | LBS | 2011 | Cengkareng
CKG45 | SM1116190Cl | SCHNEIDER | LBS | 2011 | Cengkareng
CKG47 | 14176 | FLUOKIT M | LBS | 2011 | Cengkareng
CKG47 | 14163 | FLUOKIT M | LBS | 2011 | Cengkareng
CKG47 | 4679 | FLUOKIT M | PB | 2011 | Cengkareng
CKG48 | 14137 | UNINDO | LBS | 2011 | Cengkareng
CKG48 | 14070 | UNINDO | LBS | 2011 | Cengkareng
KM96 | CL-2015-W16-3-0051 | SCHNEIDER | CBOM | 2015 | Jatinegara
K159 | 59612BL | EGA | LBS | 2012 | Jatinegara
K159 | 49112BL | EGA | LBS | 2012 | Jatinegara
K159 | 23812BF | EGA | PB | 2012 | Jatinegara
KDR5 | 377413BL | EGA | LBS MOT | 2013 | Cengkareng
KDR5 | 181413BL | EGA | PB | 2013 | Cengkareng
KDR51 | SN : 1284.21.213 | EGA | LBS Motorized | 2021 | Cengkareng
KDR51 | SN : C1-2018-W28-4-0028 | Schneider | LBS Manual | - | Cengkareng
KDR51 | C1-2019-W33-5-0078 | SCHINEIDER | CBO MOT | 2019 | Cengkareng
KDR52 | 14183 | Unindo | PMT | 2011 | Cengkareng
KDR52 | 14081 | Unindo | PMT | 2011 | Cengkareng
KDR52 | 4681 | Unindo | PB | 2011 | Cengkareng
KDR53 | W28-3-0010 | SCHNEIDER | PB | 2019 | Cengkareng
KDR53 | 23583 | GAE | LBS | 2011 | Cengkareng
KDR54 | 14149 | ULUSOY | PMT | 2011 | Cengkareng
KDR54 | 14073 | ULUSOY | PMT | 2011 | Cengkareng
KDR54 | 4673 | ULUSOY | PB | 2011 | Cengkareng
KDR6 | 2019CSF63291 | ORMAZABAL | LBS | 2019 | Cengkareng
KDR6 | 2019CSF61159 | ORMAZABAL | PB | 2019 | Cengkareng
KDR6 | 2019CSF63356 | ORMAZABAL | LBS | 2019 | Cengkareng
KDR65 | CI-2016-W50-3-16 | SCHNEIDER | LBS | 2016 | Cengkareng
KDR65 | CI-2016-W34-5-65 | SCHNEIDER | CBO | 2016 | Cengkareng
KDR65 | C1-2018-W23-3-0002 | SCHINEIDER | PGC | 2018 | Cengkareng
KDR69 | 1687-13BF | EGA | PB | 2013 | Cengkareng
KDR69 | - | SCHNEIDER | LBS MOT | 2017 | Cengkareng
KDR69 | - | GAE | LBS |  | Cengkareng
KDR7 | W39-4-1403 | SCHNEIDER | PMT | 2019 | Cengkareng
KDR7 | W35-1-1401 | SCHNEIDER | PB | 2020 | Cengkareng
KDR7 | W27-2-1402 | SCHNEIDER | PMT | 2019 | Cengkareng
KDR72P | W37.3.1404 | SCHNEIDER | LBS | 2019 | Cengkareng
KDR72P | W40.2.1405 | SCHNEIDER | LBS | 2019 | Cengkareng
KDR72P | W04.1.1411 | SCHNEIDER | PB | 2020 | Cengkareng
DK233P |  | Unindo | PMT |  | Cengkareng
DK233P |  | Unindo | PMT |  | Cengkareng
KDR77P | 2018CSF63081 | ORMAZABAL | LBS | 2018 | Cengkareng
KDR77P | 2018CSF63082 | ORMAZABAL | LBS | 2018 | Cengkareng
KDR77P | 2018CSF61035 | ORMAZABAL | PB | 2018 | Cengkareng
KDR80 | CI-2019-W29-4-1401 | SCHINEIDER | LBS | 2019 | Cengkareng
KDR80 | CI-2019-W29-4-1401 | SCHINEIDER | PB | 2019 | Cengkareng
KDR80 | CI-2019-W29-4-1401 | SCHINEIDER | LBS | 2019 | Cengkareng
KDR81 | 0814.17.212 | EGA | LBS MAN | 2017 | Cengkareng
KDR81 | 1359.17.213 | EGA | LBS MOT | 2017 | Cengkareng
KDR81 | 2110028 | SCHINEIDER | PGC | 2012 | Cengkareng
KDR82 |  | EGA | PMT |  | Cengkareng
KDR82 |  | EGA | PMT |  | Cengkareng
KDR82 |  | EGA | PB |  | Cengkareng
KDR82 |  | EGA | PB |  | Cengkareng
KDR83 | C1-2018-W21-3-0059 | SCHINEIDER | LBS | 2018 | Cengkareng
KDR83 | 408.12.BL | EGA | LBS |  | Cengkareng
KDR83 | 189.12.BF | EGA | PB | 212 | Cengkareng
KDR83 | 280.12.BF | EGA | PB | 2012 | Cengkareng
KDR85 | 730.12.bl | EGA | LBS | 2012 | Cengkareng
KDR85 | 635.12.BL | EGA | LBS | 2012 | Cengkareng
KDR85 | 313.12.BF | EGA | PB | 2012 | Cengkareng
KDR85 | 303.12.BF | EGA | PB | 2012 | Cengkareng
KDR88 | 2120015 | SCHNEIDER | PGC | 2012 | Cengkareng
KDR88 | 1355.17.213 | EGA | PMT | 2017 | Cengkareng
KDR88 | 893917.212 | EGA | LBS | 2017 | Cengkareng
TG63 | - | SCHNEIDER | PB2 |  | Cengkareng
GH0481 | 3731.13.BL | EGA | LBS | 2013 | Cengkareng
GH0481 | 3790.13.BL | EGA | LBS | 2013 | Cengkareng
KDR87 | 27545-021-12-03-EG | GAE | PGC | 2012 | Cengkareng
KDR92 | 2011-25361-083-11-01-EG | GAE | PMT | 2011 | Cengkareng
KDR92 | 2011-24792-104-11-02-EG | GAE | PB | 2011 | Cengkareng
KDR94P | 24618 | GAE | PMT | 2011 | Cengkareng
KDR94P | 25513 | GAE | PMT | 2011 | Cengkareng
KDR94P | 26067 | GAE | PB | 2012 | Cengkareng
KDR9P | CI-2018-W44-5-0005 | SCHNEIDER | LBS | 2015 | Cengkareng
KDR9P | CI-2015-W45-3-0045 | SCHNEIDER | LBS | 2015 | Cengkareng
KDR9P | 0360-15-214 | EGA | PB | 2015 | Cengkareng
CN15P | 1 | GAE | LBS |  | Ciputat
CN15P |  |  |  |  | Ciputat
TD168 |  |  |  |  | Ciputat
TD168 |  |  |  |  | Ciputat
TD168 |  |  |  |  | Ciputat
TB80 | C1-2019-W30-4-0074 | SCHNEIDER | CBOM | 2019 | Jatinegara
KB127N | 0898-20 | ULUSOY | LBS KOPEL | 2020 | Jatinegara
K48N | 322.12.BF | EGA | PB |  | Jatinegara
TB78 | 2086 - 19 | ULUSOY | PB | 2019 | Jatinegara
K7 | 2409.13.BL | EGA | LBS | 2013 | Jatinegara
K7 | 1775.13.BF | EGA | PB | 2013 | Jatinegara
KB127N | CI-2019-W31-5-0034 | SCHNEIDER | ACO | 2019 | Jatinegara
K107 | 0758.15.209 | EGA | LBS | 2015 | Jatinegara
K107 | 0322.15.211 | EGA | PB | 2015 | Jatinegara
KM96 | NS CL-2015-W16-3-0059 | SCHNEIDER | LBS | 2015 | Jatinegara
KB127N | 0014-21 | ULUSOY | CBO | 2021 | Jatinegara
KM124N | 0740-20 | ULUSOY | LBS MOTORIZED | 2020 | Jatinegara
TB84 | 0640-20 | ULUSOY | LBS MOTORIZED | 2020 | Jatinegara
TB84 | 1250-20 | ULUSOY | CBOM | 2020 | Jatinegara
E35C | 25019/105/11/02/E6 | GAE | PB | 2011 | Jatinegara
KM80 | NO NAMEPLATE | SCHNEIDER | LBS | 2015 | Jatinegara
TB66 | - | SCHNEIDER | LBS |  | Jatinegara
TA128 | CI-2018-W31-1-0061 | SCHINEIDER | LBS | 2018 | Cengkareng
TA128 | CI-2018-W36-4-0038-F2 | SCHINEIDER | LBS | 2018 | Cengkareng
TA128 | CI-2019-W40-1-0081 | SCHINEIDER | LBS | 2019 | Cengkareng
DK83 | - | CEM | PB |  | Cengkareng
TA129 | C1-2018-W40-0-0043 | SCHINEIDER | LBS MOT | 2018 | Cengkareng
TA129 | C1-2018-W40-4-0048 | SCHINEIDER | LBS MOT | 2018 | Cengkareng
TA129 | C1-2019-W21-3-0027 | SCHINEIDER | PB | 2019 | Cengkareng
TA130 | - | MG | LBS |  | Cengkareng
TA130 | - | SCHNEIDER | CBO |  | Cengkareng
TA130 | - | MG SM6 | PB |  | Cengkareng
TA130 | 149.12.BF | EGA | PB | 2012 | Cengkareng
TA131P | 2017-TF3005652683-0109 | SIEMENS | PMT | 2017 | Cengkareng
TA131P | 2017-TF3005052683-0260 | SIEMENS | PMT | 2017 | Cengkareng
TA131P | 21217214 | EGA | PB | 2017 | Cengkareng
TA132 | - | FLUOKIT M | PMT |  | Cengkareng
TA132 |  | Fluokit M | PMT |  | Cengkareng
TA132 | - | Fluokit M | PB |  | Cengkareng
TA133 | 20012049490003 | ABB | PMT | 2011 | Cengkareng
TA133 | 500411660/8011-24 | ABB | PMT | 2011 | Cengkareng
TA133 | 20012052870001 | ABB | CBOM | 2011 | Cengkareng
TA134 | W26-4-0054 | SCHNEIDER | PMT | 2016 | Cengkareng
TA134 | W11-6-0015 | SCHNEIDER | PMT | 2016 | Cengkareng
TA134 | W481-1-0025 | SCHNEIDER | PB | 2016 | Cengkareng
TA135 | CI-2016-W08-4-0008 | SCHINEIDER | LBS | 2018 | Cengkareng
TA135 | CI-2016-W32-5-0054 | SCHINEIDER | LBS | 2018 | Cengkareng
TA135 | CI-2016-W26-4-0050 | SCHINEIDER | PGC | 2018 | Cengkareng
TA136P |  | Ormazabal | PMT |  | Cengkareng
TA136P |  | Ormazabal | PMT |  | Cengkareng
TA136P |  | Ormazabal | PB |  | Cengkareng
TA14 | - | Kit 27.2 | PB2 |  | Cengkareng
TA14 | - | Kit 27.2 | LBS |  | Cengkareng
TA14 | - | Kit 27.2 | LBS |  | Cengkareng
TA140P | 1001-003 | ABB | PMT | 2017 | Cengkareng
TA140P | 1011-012 | ABB | PMT | 2017 | Cengkareng
TA140P | 1021-011 | ABB | PB | 2017 | Cengkareng
TA141 | - | EGA | PB1 |  | Cengkareng
TA141 | - | SCHNEIDER | LBS |  | Cengkareng
TA141 | 0141.19.214 | SCHINEIDER | LBS | 2019 | Cengkareng
TA141 | 0178.19.214 | EGA | PB | 2019 | Cengkareng
TA142 | 300549 | MERLIN GERIN | LBS |  | Cengkareng
TA142 | - | MERLIN GERIN | LBS | 2015 | Cengkareng
DK115 | - | KIT 25 | LBS |  | Cengkareng
DK115 | - | ABB | LBS |  | Cengkareng
DK115 | - | ABB | LBS |  | Cengkareng
DK115 |  | ABB | PT |  | Cengkareng
DK115 |  | ABB | PGDB |  | Cengkareng
DK118 |  | ABB | PMT |  | Cengkareng
DK118 |  | ABB | PMT |  | Cengkareng
DK118 |  | ABB | PB |  | Cengkareng
DK119 | - | ABB | LBS |  | Cengkareng
DK119 | C1-2017-W43-5-0039 | SCHNEIDER | LBS | 2017 | Cengkareng
DK119 | - | ABB | PB |  | Cengkareng
DK120 | C12016W4420042 | SCHNEIDER | LBS |  | Cengkareng
DK120 | C12017W1940023 | SCHNEIDER | CBO |  | Cengkareng
DK120 | 56017214 | EGA | PB |  | Cengkareng
DK123 | - | SCHNEIDER | LBS |  | Cengkareng
DK123 | - | SCHNEIDER | LBS MOT |  | Cengkareng
DK123 | - | SCHNEIDER | PGC MOT |  | Cengkareng
BC225 | CI-2017W40-3-0095 | SCHNEIDER | LBS | 2017 | Cengkareng
DK125 | - | UNINDO | LBS | 2016 | Cengkareng
DK125 | CI-2017-W33-3-0002 | SCHNEIDER | LBS MOT | 2017 | Cengkareng
DK62 | 1307740 | EGA | LBS | 2013 | Cengkareng
DK62 | 1308603 | EGA | LBS | 2013 | Cengkareng
DK62 | 1510074 | EGA | PB2 | 2013 | Cengkareng
DK64 | 3482.13.BL | EGA | LBS | 2013 | Cengkareng
DK64 | 3120.13.BL | EGA | LBS | 2013 | Cengkareng
DK64 | 3119.13.BL | EGA | PB | 2013 | Cengkareng
DK64 | 0.160.19.214 | EGA | PB | 2019 | Cengkareng
DK65 | - | FLUOKIT M | LBS | 1997 | Cengkareng
DK65 | 7134 | FLUOKIT M | PMT | 1997 | Cengkareng
DK65 | - | Kit 25 | PB |  | Cengkareng
DK66 | 1501.17.212 | EGA | LBS | 2017 | Cengkareng
DK66 | CI-2017-W35-2-42 | SCHNEIDER | LBS MOT | 2017 | Cengkareng
DK66 | CI-2018-W3-1-17 | SCHNEIDER | PB1 | 2018 | Cengkareng
DK66 | CI-2018-W3-4-30 | SCHNEIDER | PB2 | 2018 | Cengkareng
DK68 | - | EGA | PB2 |  | Cengkareng
DK68 | - | EGA | PB1 |  | Cengkareng
DK68 | - | EGA | LBS |  | Cengkareng
DK68 | - | EGA | LBS |  | Cengkareng
DK68 | - | EGA | PGC |  | Cengkareng
DK71 | - | EGA | LBS |  | Cengkareng
DK71 | - | EGA | LBS |  | Cengkareng
DK71 | - | EGA | LBS |  | Cengkareng
DK71 | - | EGA | PGC |  | Cengkareng
DK72 | C1-2019-W29-6-0074 | SCHINEIDER | PGC | 2019 | Cengkareng
DK72 | C1-2019-W31-4-0013 | SCHINEIDER | LBS MOT | 2019 | Cengkareng
DK72 | C1-2019-W28-6-0026 | SCHINEIDER | LBS MOT | 2019 | Cengkareng
DK72 | C1-2019-W29-1-0039 | SCHINEIDER | LBS MOT | 2019 | Cengkareng
DK73 | - | SCHNEIDER | PGC |  | Cengkareng
T224 | W34-1-0034 | Schneider Motorized | LBS | 2019 | Menteng
T431 | - | ABB | CBOM |  | Menteng
D281 | 23-1298 | ABB | CBO | 2013 | Menteng
TD55 |  |  |  |  | Ciputat
TD55 |  |  |  |  | Ciputat
TD12 |  |  |  |  | Ciputat
KS39 | 0059-20 | ULUSOY | CBO JAR |  | Menteng
KB79A | - | Schneider SM6 | LBS |  | Menteng
T249 | - | MERLIN GERIN | PMT |  | Menteng
CN15 | 2068 | UNINDO | LBS | 1992 | Ciputat
CN15 | 0 | UNINDO | LBS | 1992 | Ciputat
KJ10 | No. Seri 1301-21-213 | EGA | LBS Motorized | 2021 | Cengkareng
KJ10 | 1055.17.212 | EGA | LBS | 2017 | Cengkareng
KJ10 | 1027.17.214 | EGA | PB | 2017 | Cengkareng
KJ23 |  | Siemens | PB |  | Cengkareng
KJ26 | - | SCHINEIDER | LBS |  | Cengkareng
KJ26 | - | SCHINEIDER | LBS |  | Cengkareng
KJ26 | - | SCHINEIDER | PGC |  | Cengkareng
KJ27 | 1530.17.212 | EGA | LBS | 2017 | Cengkareng
KJ27 | 2247.13.BL | EGA | LBS | 2013 | Cengkareng
KJ27 | 1840.13.BF | EGA | PB | 2013 | Cengkareng
BC281 | 2213.13.BL | EGA | LBS | 2013 | Cengkareng
BC281 | CI-2014-W13-1-0003 | SCHNEIDER | PGDB | 2014 | Cengkareng
BC282 | CI-2018-W39-1-0059 | SCHINEIDER | LBS MAN | 2018 | Cengkareng
BC282 | CI-2018-W39-5-0038 | SCHINEIDER | LBS MAN | 2019 | Cengkareng
BC282 | CI-2019-W06-3-0001 | SCHINEIDER | PGC | 2019 | Cengkareng
BC94 | - | FLUOKIT M | LBS |  | Cengkareng
BC283 | 6553 | UNINDO | LBS | 1997 | Cengkareng
JS131P | T730005065334-0025 | SIEMENS | LBS | 2017 | Pondok Gede
JS131P | T730005065334-0129 | SIEMENS | LBS | 2017 | Pondok Gede
JS131P | T730005032314-0024 | SIEMENS | PB | 2017 | Pondok Gede
JS133P |  | MG RM6 | LBS |  | Pondok Gede
JS133P |  | MG RM6 | LBS |  | Pondok Gede
JS133P |  | MG RM6 | PB |  | Pondok Gede
JS145P | 741674-0000060/10 | SIEMENS | LBS | 2006 | Pondok Gede
JS145P | CV 753688-000021/008 | SIEMENS | PB | 2006 | Pondok Gede
TA164T | 2017/CSF61043 | Ormazabal | PB | 2017 | Cengkareng
TA165 | 0238.19.212 | EGA | LBS | 2019 | Cengkareng
TA165 | 0174.19.212 | EGA | LBS | 2019 | Cengkareng
TA165 | 0175.19.214 | EGA | PB | 2019 | Cengkareng
TA167P | - | MG RM6 | LBS |  | Cengkareng
TA167P | - | MG RM6 | PB |  | Cengkareng
TA167P | - | MG RM6 | LBS |  | Cengkareng
TA169 | 820038 | SCHNEIDER | PMT | 2017 | Cengkareng
TA169 | SM0402848 | MG SM6 | PMT |  | Cengkareng
TA169 | SM0500039 | MG SM6 | PGC |  | Cengkareng
TA17 |  | Fluokit M | PMT |  | Cengkareng
TA17 | - | ABB | PMT |  | Cengkareng
TA17 | - | KIT 27,3 | PT |  | Cengkareng
TA17 | - | KIT 27,3 | PGDB |  | Cengkareng
TA171 | - | SCHNEIDER | PGC |  | Cengkareng
TA171 | 19921 | GAE | LBS | 2005 | Cengkareng
TA171 | 19925 | GAE | LBS | 2005 | Cengkareng
TA171 | 60194/05 | CONTACTPLASMA | PGC | 2005 | Cengkareng
TA172 | 9463 | UNINDO | LBS | 2005 | Cengkareng
TA172 | - | Siemens | PGC |  | Cengkareng
TA173 | CI-2018-W35-5-0014 | SCHINEIDER | LBS | 2018 | Cengkareng
TA173 | C1-2019-W37-2-0071 | SCHINEIDER | CBO MOT | 2019 | Cengkareng
TA143 | 0826.17.212 | EGA | LBS | 2017 | Cengkareng
TA143 | CI-2017-W44-3-0049 | SCHINEIDER | LBS | 2017 | Cengkareng
TA143 | 0437.17.216 | EGA | PGC | 2017 | Cengkareng
TA145P | CSF60122 | ORMAZABAL | LBS | 2017 | Cengkareng
TA145P | CSF62100 | ORMAZABAL | PT | 2017 | Cengkareng
TA145P | CSF61160 | ORMAZABAL | PB | 2019 | Cengkareng
TA146 | 0323.15.212 | EGA | LBS | 2015 | Cengkareng
TA146 | 0307.15.212 | EGA | LBS | 2015 | Cengkareng
TA146 | 0218.15.214 | EGA | PB | 2015 | Cengkareng
TA149P | - | MG SM6 | LBS |  | Cengkareng
TA149P | - | MG SM6 | LBS |  | Cengkareng
TA149P | - | MG SM6 | PB |  | Cengkareng
DK137 | 548 | EGA | PB | 2005 | Cengkareng
RB2 | 28751/036/13/03/E6 | GAE | PGC | 2013 | Cengkareng
TA151 | 1022/03 | CONTACTPLASMA | PB | 2014 | Cengkareng
TA151 | 0736-14-209 | EGA | LBS | 2014 | Cengkareng
TA151 | 2014/03 | EGA | LBS | 2003 | Cengkareng
TA151 | 2002/03 | CONTACTPLASMA | PB | 2003 | Cengkareng
TA153P | 13.0231 | ABB UNI SWITCH | LBS MOT | 2013 | Cengkareng
TA153P | 13.0237 | ABB UNI SWITCH | LBS | 2013 | Cengkareng
TA153P | 13.0215 | ABB UNI SWITCH | PB | 2013 | Cengkareng
TA154PPAT | - | SIEMENS | LBS |  | Cengkareng
TA154PPAT | - | SIEMENS | LBS |  | Cengkareng
TA154PPAT | - | SIEMENS | PB |  | Cengkareng
TA155P | 3311401 | SCHINEIDER | LBS | 2019 | Cengkareng
TA155P | 3311401 | SCHINEIDER | PB | 2019 | Cengkareng
TA155P | 3311401 | SCHINEIDER | LBS | 2019 | Cengkareng
TA156 | 501733863/1021015 | ABB | PB | 2017 | Cengkareng
TA156 | 501733863/1011.015 | ABB | LBS | 2017 | Cengkareng
KDR132 | W46-50017 | SCHNEIDER | PMT | 2017 | Cengkareng
D333 | CI-2012-W22-7-005 | SCHNEIDER SM6 | PGC | 2012 | Menteng
E44E | 0273.19.214 | EGA | PB | 2019 | Pondok Gede
BN34 | 38015214 | EGA | PB |  | Menteng
CKG83 | 13.0374 | ABB | PMT |  | Cengkareng
CKG48 | 4674 | UNINDO | PB | 2011 | Cengkareng
CKG5 | 13.0971 | UNISWITCH | PB | 2013 | Cengkareng
CKG5 | 0212.16.213 | EGA | LBS | 2016 | Cengkareng
CKG5 | Nomor Seri . 1289.21.213 | EGA | LBS Motorized | 2021 | Cengkareng
CKG5 | 13.0971 | UNISWITCH | PB2 | 2013 | Cengkareng
CKG51PAT |  | F & G | PMT |  | Cengkareng
CKG51PAT |  | F & G | PMT |  | Cengkareng
CKG51PAT |  | F & G | PB |  | Cengkareng
CKG52 | 23810/083/11/01/E6 | GAE | LBS | 2011 | Cengkareng
CKG52 | 223729/083/11/01/E6 | GAE | LBS | 2011 | Cengkareng
CKG52 | 23909/083/11/03/E6 | GAE | PGC | 2011 | Cengkareng
CKG54 | - | UNINDO | LBS | 2017 | Cengkareng
CKG54 | 1232 | UNINDO | LBS | 2017 | Cengkareng
CKG55 | - | FLUOKIT M | LBS |  | Cengkareng
CKG55 | - | SCHNEIDER | LBS |  | Cengkareng
CKG55 | 23650/102/11/02/E6 | GAE | PB2 | 2011 | Cengkareng
CKG55 | 23618/102/11/02/E6 | GAE | PB1 | 2011 | Cengkareng
CKG56 | 4175 | UNINDO | PMT | 2011 | Cengkareng
CKG56 | 4175 | UNINDO | PMT | 2011 | Cengkareng
CKG56 | 4805 | UNINDO | PB | 2011 | Cengkareng
CKG58 | 2019CSF63417 | ORMAZABAL | LBS | 2019 | Cengkareng
CKG58 | 2019CSF63418 | ORMAZABAL | LBS | 2019 | Cengkareng
CKG58 | 2019CSF61192 | ORMAZABAL | PB | 2019 | Cengkareng
CKG59 | 0131.17.212 | EGA | LBS | 2017 | Cengkareng
CKG59 | 0210.17.212 | EGA | LBS | 2017 | Cengkareng
CKG59 | 0662.17.214 | EGA | PB | 2017 | Cengkareng
CKG6 | 700084 | MG SM6 | LBS |  | Cengkareng
CKG6 | C1-2017-W08-3-0009 | MG SM6 | LBS | 2017 | Cengkareng
CKG6 | SM0602514 | MG SM6 | PB |  | Cengkareng
CKG6 | SM0700022 | MG SM6 | PB |  | Cengkareng
CKG6 | CU761935-00041/002 | MG SM6 | PGC | 2007 | Cengkareng
CKG64 | - | Schneider | LBS |  | Cengkareng
CKG64 | C1-2018-W30-2-0022 | Schneider | LBS MOTORIZE | 2018 | Cengkareng
CKG64 | C1-2018-W30-3-0031 | SCHINEIDER | PGC | 2018 | Cengkareng
CKG68 | - | GAE | LBS |  | Cengkareng
CKG68 | C1-2020-W03-4-0001 | SCHINEIDER | LBS MOT | 2020 | Cengkareng
CKG68 | 27340 | GAE | PB1 | 2012 | Cengkareng
CKG69 | SM0500908 | EGA | LBS |  | Cengkareng
CKG69 | 0400.17.212 | EGA | LBS | 2017 | Cengkareng
CKG69 | 1100.17.214 | EGA | PB | 2017 | Cengkareng
CKG7 | No. Seri 100-717-212 | EGA | LBS Manual | 2017 | Cengkareng
CKG7 | No. Seri 1296-21-213 | EGA | LBS Motorized | 2021 | Cengkareng
GH0227 |  | MG SM6 | LBS |  | Jatinegara
K217N | 0493.20.213 | EGA | LBS | 2020 | Jatinegara
K212N | C1-2018-W10-4-0029 | SCHNEIDER | LBS | 2018 | Jatinegara
K227 | NO NAMEPLATE | KIT 27.2 | PGDB | 1990 | Jatinegara
K227 | NO NAMEPLATE | KIT 27.2 | PT | 1990 | Jatinegara
K74 | C1-2012-W33-1-0007 | SCHNEIDER | CBOG | 2012 | Jatinegara
K230 | 1049-20 | ULUSOY | LBS | 2020 | Jatinegara
K230 | 0912-20 | ULUSOY | LBS | 2020 | Jatinegara
K230 | 2085-19 | ULUSOY | PB | 2019 | Jatinegara
K230 | 1896-19 | ULUSOY | PB | 2019 | Jatinegara
K216 | 1326 | FLOUKIT-M | PGDB | 2001 | Jatinegara
KB164 | 24850/105/11/01/E6 | GAE | LBS | 2011 | Jatinegara
KB164 | 25036/105/10/02/E6 | GAE | PB | 2010 | Jatinegara
KB164 | 24882/105/11/01/E6 | GAE | LBS | 2011 | Jatinegara
KB167 | Cl-2020-W03-2-1402 | SCHNEIDER RM6 | PB | 2020 | Jatinegara
TA175 | CI-2017-w19-3-0032 | SCHNEIDER | CBO | 2017 | Cengkareng
TA175 | - | MG SM6 | LBS |  | Cengkareng
JR32 | CV 06-5145/029 | SIEMENS | LBS | 1993 | Pondok Gede
JR32 | CV 06-5145/029 | SIEMENS | PB | 1993 | Pondok Gede
JR36 | 0181.18.212 | EGA | LBS | 2018 | Pondok Gede
JR36 | 2749.17.213 | EGA | LBS MOTORIZED | 2018 | Pondok Gede
JR36 | 0423.18.214 | EGA | PB | 2018 | Pondok Gede
TB66 | - | SCHNEIDER | PGDB |  | Jatinegara
KDR104 | 0126.19.212 | EGA | LBS MANUAL | 2019 | Cengkareng
E44C | 0168.19.213 | EGA | LBS MOTORISED | 2019 | Pondok Gede
E44C | 0221.19.212 | EGA | LBS | 2019 | Pondok Gede
GD1 | 0167.19.212 | EGA | LBS | 2019 | Ciracas
E238 | 0876.17.216 | EGA | LBS | 2017 | Ciracas
D335P | 01D335P | EGA | PMT | 2012 | Menteng
D335P | 02D335P | EGA | PMT | 2012 | Menteng
KM124N | 0061.21.234 | EGA | CBOM | 2021 | Jatinegara
K19C | PT | ORMAZABAL | PT | 2020 | Jatinegara
TB66 | - | SCHNEIDER | LBS |  | Jatinegara
KM37 | 0904-20 | ULUSOY | LBS | 2020 | Jatinegara
KM37 | 0989-20 | ULUSOY | LBS MOTORIZED | 2020 | Jatinegara
KM37 | 0010-21 | ULUSOY | CBOM | 2021 | Jatinegara
KM38 | S9502227 | MG | LBS | 2009 | Jatinegara
KM38 | S9502798 | MG | LBS | 2005 | Jatinegara
KM38 | SM9607000 | MG | PT | 2006 | Jatinegara
KM38 | 9526362L | MG | PGDB | 2005 | Jatinegara
KM38 | 95273117 | MG | B1 | 2005 | Jatinegara
KM40 | SM9605785 | MG | LBS | 1996 | Jatinegara
KM40 | SM9606242 | MG | LBS | 1996 | Jatinegara
KM40 | S9504902 | MG | PT | 1995 | Jatinegara
KM40 | 95221842 | MG | PGC | 1995 | Jatinegara
KM45 | Cl-2021-W38-1-1401 | SCHNEIDER RM6 | PB | 2021 | Jatinegara
KM45 | Cl-2019-W36-6-1405 | SCHNEIDER RM6 | LBS MOTORISE | 2019 | Jatinegara
KM45 | Cl-2019-W28-4-1407 | SCHNEIDER RM6 | LBS | 2019 | Jatinegara
GH0005 | 13.1422 | ABB | PB |  | Jatinegara
KM57 | 11275 | FLOUKIT-M+ | LBS | 2011 | Jatinegara
TB8 | 359 | FLOUKIT-M | B1 | 1995 | Jatinegara
TB37 |  | ORMAZABAL | LBS |  | Jatinegara
KD90 | C1-2014-W27-4-0026 | SCHNEIDER | LBS | 2014 | Jatinegara
KD90 | C1-2018-W01-3-0017 | SCHNEIDER | LBS | 2018 | Jatinegara
TD214 |  |  |  |  | Ciputat
TD214 |  |  |  |  | Ciputat
TD214 |  |  |  |  | Ciputat
TD15 |  |  |  |  | Ciputat
TD15 |  |  |  |  | Ciputat
KB167 | Cl-2019-W40-4-1401 | SCHNEIDER RM6 | LBS MOTORISE | 2019 | Jatinegara
KB228 | Cl-2018-W29-3-1402 | SCHNEIDER RM6 | LBS MOTORISE | 2018 | Jatinegara
KB228 | Cl-2018-W30-5-1405 | SCHNEIDER RM6 | LBS MANUAL | 2018 | Jatinegara
KB228 | Cl-2021-37-1-1401 | SCHNEIDER RM6 | PB 1 | 2021 | Jatinegara
KB228 | Cl-2021-W38-1-1403 | SCHNEIDER RM6 | PB 2 | 2021 | Jatinegara
GH0005 |  | FLOUKIT-M | LBS |  | Jatinegara
GH0005 |  | FLOUKIT-M | LBS |  | Jatinegara
TB18 | 856 | FLOUKIT-M | B1 | 1990 | Jatinegara
T195 | 312.12.BF | EGA | PB | 2012 | Jatinegara
PM16BIS | 2210.13.BL | EGA | LBS |  | Jatinegara
PM16BIS | 2123.13.BL | EGA | LBS |  | Jatinegara
PM16BIS | 0423.15.213 | EGA | PB | 2015 | Jatinegara
PM17 | 17.47.13.BF | EGA | PB | 2013 | Jatinegara
PM17 | 3648.13.BL | EGA | LBS | 2013 | Jatinegara
KDR11 | 10789 | FLUOKIT M | LBS | 2008 | Cengkareng
KDR11 | 10788 | FLUOKIT M | LBS | 2008 | Cengkareng
KDR11 | 10787 | FLUOKIT M | PGC | 2008 | Cengkareng
KDR178 | 29546-094-13-1 | GAE | PMT | 2013 | Cengkareng
KDR178 | 29570-94-13-1 | AEP | PB | 2013 | Cengkareng
KDR178 | 1080.13 | AEP | LBS | 2013 | Cengkareng
KDR113 | 739.12.BL | EGA | LBS | 2012 | Cengkareng
KDR113 | 740.12.BL | EGA | LBS | 2012 | Cengkareng
KDR113 | 321.12.BF | EGA | PB | 2012 | Cengkareng
KDR113 | 329.12.BF | EGA | PB | 2012 | Cengkareng
KDR115P | 377713BL | EGA | PMT | 2013 | Cengkareng
KDR115P | 28228/119 | EGA | PMT | 2012 | Cengkareng
KDR115P | 33212BF | EGA | PB | 2012 | Cengkareng
KDR12 | SM 06388 | SCHNEIDER | LBS CBO |  | Cengkareng
KDR12 | SM 063885 | SCHNEIDER | LBS |  | Cengkareng
KDR12 | W23-2-0027 | SCHNEIDER | PGC | 2015 | Cengkareng
KDR13 | 10972 | Fluokit M | PMT | 2008 | Cengkareng
KDR13 | 10970 | Fluokit M | PMT | 2008 | Cengkareng
KDR13 | 3319 | Fluokit M | PB | 2008 | Cengkareng
TG55S | 2019CSF63428 | ORMAZABAL | LBS | 2019 | Cengkareng
KDR15 | - | UNINDO | LBS | 2006 | Cengkareng
KDR15 | - | UNINDO | LBS | 2006 | Cengkareng
KDR15 | C1-2013-W51-4-0001 | SCHNEIDER | PGC | 2013 | Cengkareng
KDR16 | 1927SO15 | ORMAZABAL | LBS | 2019 | Cengkareng
KDR16 | 1927SO15 | ORMAZABAL | LBS | 2019 | Cengkareng
KDR16 | 1927SO15 | ORMAZABAL | PB | 2019 | Cengkareng
KDR18 | W27-4-1401 | SCHNEIDER | PMT | 2019 | Cengkareng
KDR18 | W40-2-1404 | SCHNEIDER | PMT | 2019 | Cengkareng
KDR18 | W27-4-1407 | SCHNEIDER | PB | 2019 | Cengkareng
KDR20 | CI-2014-W44-3-0007 | SCHEINEDER | PGC | 2014 | Cengkareng
KDR20 | SM0400543 | SCHEINEDER | LBS |  | Cengkareng
KDR20 | SM0929026CI | MG | LBS |  | Cengkareng
CB71 | T73005022683.0340 | SIEMENS | LBS | 2017 | Ciracas
BC283 | 6523 | UNINDO | LBS | 1997 | Cengkareng
BC284 | - | FLUOKIT M | LBS |  | Cengkareng
BC284 | - | FLUOKIT M | LBS |  | Cengkareng
BC284 | - | GAE | PB |  | Cengkareng
BC286 | 1041.13.BF | EGA | PB | 2013 | Cengkareng
BC286 | 1427.13.BL | EGA | LBS | 2013 | Cengkareng
BC28A | C1-2018-W34-5-0055 | SCHINEIDER | LBS MOTORIZE | 2018 | Cengkareng
BC28A | C1-2018-W34-6-0029 | SCHINEIDER | LBS MANUAL | 2018 | Cengkareng
BC28A | C1-2018-W13-4-0013 | SCHINEIDER | PGC | 2018 | Cengkareng
BC29 | T730054426270070 | SIEMENS | LBS | 2017 | Cengkareng
BC29 | SN : T73005442627-0076 | Siemens | LBS Manual | 2017 | Cengkareng
BC29 | SN : 0590.16.212 | EGA | PB | 2016 | Cengkareng
BC290 |  | MG | PMT |  | Cengkareng
BC290 |  | MG | PMT |  | Cengkareng
BC290 | SMG606201 | MG | PB |  | Cengkareng
BC290 | 1414 | FLUOKIT M | PB | 1997 | Cengkareng
BC291 | W42-3-0026 | SCHINEIDER | PB | 2017 | Cengkareng
BC291 | 3052-17-213 | EGA | LBS | 2017 | Cengkareng
BDA42 | 2019CSF61191 | ORMAZABAL | PB | 2019 | Cengkareng
BDA42 | 2019CSF63413 | ORMAZABAL | LBS | 2019 | Cengkareng
BDA42 | 2019CSF62015 | ORMAZABAL | PT | 2019 | Cengkareng
BC3 | - | SCHNEIDER | LBS |  | Cengkareng
BC3 | - | EGA | LBS MOT |  | Cengkareng
BC3 | 0333-18-234 | EGA | PGC | 2018 | Cengkareng
BC3 | - | EGA | PB1 |  | Cengkareng
BC300 | 2019CSF60047 | ORMAZABAL | LBS | 2019 | Cengkareng
BC300 | 2019CSF62075 | ORMAZABAL | PT | 2019 | Cengkareng
BC302 | 0912-17-212 | EGA | LBS | 2017 | Cengkareng
BC302 | 0397-17-213 | EGA | LBS | 2017 | Cengkareng
BC302 | 0819-17-214 | EGA | PB1 | 2017 | Cengkareng
BC302 | 0810-17-214 | EGA | PB2 | 2017 | Cengkareng
BC303 | 653.12.BL | EGA | LBS | 2012 | Cengkareng
BC303 | 636.12.BL | EGA | LBS | 2012 | Cengkareng
BC303 | 303.12.BF | EGA | PB | 2012 | Cengkareng
BC303 | 334.12.BF | EGA | PB | 2012 | Cengkareng
BC304 | W35.4.0007 | ABB | LBS | 2017 | Cengkareng
BC304 | 47516212 | ABB | LBS | 2016 | Cengkareng
BC304 | - | ABB | PB |  | Cengkareng
BC306 | 3472.13.BL | EGA | PMT | 2013 | Cengkareng
BC306 | 8110 | FLUOKIT M | PMT | 2000 | Cengkareng
BC307 | - | EGA | LBS | 2016 | Cengkareng
BC307 | - | EGA | LBS | 2016 | Cengkareng
BC307 | 1310.17.214 | EGA | PB | 2017 | Cengkareng
BC308 | 1425.17.212 | EGA | LBS | 2017 | Cengkareng
BC308 | 1502.17.213 | EGA | LBS MOT | 2017 | Cengkareng
BC308 | 1291.17.214 | EGA | PB1 | 2017 | Cengkareng
BC308 | 134517214 | EGA | PB2 | 2017 | Cengkareng
TB52 | 24567/104/11/02/E6 | GAE | PB | 2011 | Jatinegara
E224 | 0144.15.214 | EGA | PB | 2015 | Jatinegara
GH0239 |  | FLOUKIT-M | LBS |  | Jatinegara
TB1 | 711 | FLOUKIT-M | PB | 1993 | Jatinegara
TB1 | 342 | FLOUKIT-M | LBS | 1993 | Jatinegara
TB1 | 2693 | FLOUKIT-M | LBS | 1993 | Jatinegara
TB1 | 888 | FLOUKIT-M | PGDB | 1993 | Jatinegara
TB2 |  | FLOUKIT-M | PT |  | Jatinegara
TB2 |  | MG | LBS |  | Jatinegara
TB2 |  | FLOUKIT-M | LBS |  | Jatinegara
TB2 |  | FLOUKIT-M | PGDB |  | Jatinegara
TB2 |  | FLOUKIT-M | B1 |  | Jatinegara
TB6 | SM0200301 | MG | PB | 2012 | Jatinegara
TB8 | S9502150 | MG | LBS | 1995 | Jatinegara
TB8 | S9502493 | MG | PGDB | 1995 | Jatinegara
TB9 | 15880 | FLOUKIT-M | PGDB | 1995 | Jatinegara
TA156 | 501733863/1001.018 | ABB | LBS | 2017 | Cengkareng
TA158P | CI-2017W02-1-0015 | SCHNEIDER | LBS | 2017 | Cengkareng
TA158P | CI-2016W50-4-0019 | SCHNEIDER | LBS | 2016 | Cengkareng
TA158P | CI-2016W44-3-0018 | SCHNEIDER | PB | 2016 | Cengkareng
TA161P | T73005114924026000/003 | SIEMENS | LBS | 2017 | Cengkareng
TA161P | T73005114924-025000/003 | SIEMENS | LBS | 2017 | Cengkareng
TA161P | T73005114924-027000/003 | SIEMENS | PB | 2017 | Cengkareng
TA162P | 2019CSF63340 | ORMAZABAL | LBS | 2019 | Cengkareng
TA162P | 2019CSF63241 | ORMAZABAL | LBS | 2019 | Cengkareng
TA164T | 2017/CSF63270 | Ormazabal | PMT | 2017 | Cengkareng
TA164T | 2017/CSF63300 | Ormazabal | PMT | 2017 | Cengkareng
BC318PAT |  | Siemens | PMT |  | Cengkareng
BC318PAT |  | Siemens | PB |  | Cengkareng
BC319P | 2019CSF63423 | ORMAZABAL | LBS | 2019 | Cengkareng
BC319P | 2019CSF63424 | ORMAZABAL | LBS | 2019 | Cengkareng
BC319P | 2019CSF61198 | ORMAZABAL | PB | 2019 | Cengkareng
BC321 | 0935-21 | ULUSOY | PMT |  | Cengkareng
BC321 | 0930-21 | ULUSOY | PMT |  | Cengkareng
BC321 | 0411-21 | ULUSOY | PGC |  | Cengkareng
BC322 | 0929-17-212 | EGA | LBS | 2017 | Cengkareng
BC322 | 0489-17-213 | EGA | LBS | 2017 | Cengkareng
BC322 | 1674.13.BF | EGA | PB | 2013 | Cengkareng
BC325 | - | CONTACTPLASMA | LBS |  | Cengkareng
BC325 | - | CONTACTPLASMA | LBS |  | Cengkareng
BC325 | - | CONTAC PLASMA | PGC | 1997 | Cengkareng
BC326 | - | FLUOKIT M | LBS |  | Cengkareng
BC326 | No. Seri 1286-21-213 | EGA | LBS Motorized | 2021 | Cengkareng
BC326 | - | CONTACTPLASMA | PGC |  | Cengkareng
BC327 | 20050636 | ABB | LBS | 2005 | Cengkareng
BC327 | 4250 | FLUOKIT M | LBS |  | Cengkareng
BC327 | SM103614521 | SCHNEIDER | PB1 |  | Cengkareng
BC328PS | CSF63028 | ORMAZABAL | LBS | 2016 | Cengkareng
BC328PS | CSF63014 | ORMAZABAL | LBS | 2016 | Cengkareng
BC328PS | CSF61013 | ORMAZABAL | PB | 2016 | Cengkareng
BC32PS | - | Schneider RM6 | LBS | 2011 | Cengkareng
BC32PS | - | Schneider RM6 | LBS | 2011 | Cengkareng
BC32PS | - | Schneider RM6 | PB | 2011 | Cengkareng
MK257 | 0806-20 | ULUSOY | LBS MOT | 2020 | Cengkareng
MK258 | - | MG Vercors M6 | LBS |  | Cengkareng
MK258 | - | MG Vercors M6 | LBS |  | Cengkareng
MK258 | - | MG Vercors M6 | PT |  | Cengkareng
DK58 | 274165 | MG Vercors M6 | PB | 2013 | Cengkareng
MK258 | - | MG Vercors M6 | PGDB |  | Cengkareng
MK258 | - | MG Vercors M6 | PB |  | Cengkareng
DK48 | 1457 | FLUOKIT M | PB |  | Cengkareng
MK260 | C1-2017-W43-4-0029 | SCHNEIDER | LBS MOT | 2017 | Cengkareng
MK260 | 13.1839 | ABB | LBS | 2013 | Cengkareng
MK260 | 13.1988 | ABB | PB | 2013 | Cengkareng
MK260 | 13.0963 | ABB | PB | 2013 | Cengkareng
MK262 | - | MG | LBS |  | Cengkareng
MK262 | 8641648 | MG | LBS |  | Cengkareng
MK262 | 9351484 | MG | PT |  | Cengkareng
MK262 | 95262402 | MG | PGC |  | Cengkareng
MK262 | - | MG | PB |  | Cengkareng
MK263 | 1381.17.212 | EGA | LBS | 2017 | Cengkareng
MK263 | 1577.17.213 | EGA | LBS MOT | 2017 | Cengkareng
MK263 | 1286.17.214 | EGA | PB | 2017 | Cengkareng
DK58 | - | MG VERCORS | LBS |  | Cengkareng
MK265 | 1357.17.213 | EGA | LBS | 2017 | Cengkareng
MK265 | 0837-17-212 | EGA | LBS | 2017 | Cengkareng
MK265 | CI-2017W36-2-0032 | SCHNEIDER | PB | 2017 | Cengkareng
MK265 | 1479/2005 | GAE | PGC | 2005 | Cengkareng
MK266 | - | Kit 27.2 | LBS |  | Cengkareng
MK266 | C1-2013-W37-5-0023 | SCHNEIDER | LBS MOT | 2013 | Cengkareng
MK266 | - | FLUOKIT M | PT |  | Cengkareng
MK266 | 374 | FLUOKIT M | PGDB | 1990 | Cengkareng
MK266 | 266 | FLUOKIT M | PB | 1990 | Cengkareng
MK273 | - | SCHNEIDER | PGC TRAFO |  | Cengkareng
MK273 | - | SCHNEIDER | LBS |  | Cengkareng
MK273 | - | EGA | CBO MK173 |  | Cengkareng
MK273 | - | SCHNEIDER | PGC MOT |  | Cengkareng
MK274 | C1-2017-W19-2-0031 | SCHINEIDER | LBS CBO | 2017 | Cengkareng
MK274 | C1-2017-W50-2-0014 | SCHINEIDER | LBS | 2017 | Cengkareng
KML13 | 1043-21-234 | EGA | CBOG | 2021 | Cengkareng
MK274 | C1-2019-W11-3-0012 | SCHNEIDER | PGC | 2019 | Cengkareng
MK277 | - | SCHNEIDER | PB |  | Cengkareng
MK277 | - | SCHINEIDER | LBS |  | Cengkareng
MK277 | - | SCHINEIDER | LBS |  | Cengkareng
MK277 | W30-3-0045 | SCHINEIDER | CBO | 2018 | Cengkareng
MK284K | 25000 | SIEMENS | LBS |  | Cengkareng
KDR28 | SM0947030CI | Schneider | PMT | 2007 | Cengkareng
KDR28 | SM0947029CI | Schneider | PMT | 2007 | Cengkareng
KJ27 | 1480.17.214 | EGA | PB | 2017 | Cengkareng
KJ33 | CI-2016-W26-4-0015 | SCHNEIDER | CBO MOT | 2016 | Cengkareng
KJ33 | CI-2016-W35-2-0002 | SCHNEIDER | PB | 2016 | Cengkareng
KJ46 | 1516.17.212 | EGA | LBS | 2017 | Cengkareng
KJ46 | CI-2017-W38-3-0045 | SCHNEIDER | LBS MOT | 2017 | Cengkareng
KJ46 | CI-2018-W02-7-0007 | SCHNEIDER | PB | 2018 | Cengkareng
KJ47 | 13.1764 | ABB | LBS | 2013 | Cengkareng
KJ47 | 13.0773 | ABB | PB | 2013 | Cengkareng
KJ61CKR | C1-2014-W28-2-0017 | SCHINEIDER | PB | 2014 | Cengkareng
KJ61CKR | 10624 | UNINDO | LBS | 2007 | Cengkareng
KJ61CKR | 10554 | UNINDO | LBS | 2007 | Cengkareng
KJ62CKR |  | Siemens | PMT |  | Cengkareng
KJ62CKR |  | Siemens | PMT |  | Cengkareng
KJ62CKR |  | Siemens | PB |  | Cengkareng
KJ7 | 12731 | FLUOKIT M | LBS | 2010 | Cengkareng
KJ7 | 12732 | FLUOKIT M | LBS | 2010 | Cengkareng
KJ7 | 3575 | FLUOKIT M | PB | 2010 | Cengkareng
KJ7 | 4850 | FLUOKIT M | PB | 2010 | Cengkareng
KSB8 | 5982 | Fluokit M | PT |  | Cengkareng
KSB8 | 11590 | Fluokit M | LBS | 2008 | Cengkareng
MK108 | 151.17.212 | EGA | LBS MAN | 2017 | Cengkareng
MK108 | C1-2017-W35-5-0030 | SCHNEIDER | LBS MOT | 2017 | Cengkareng
MK108 | C1-2018-W03-1-0022 | SCHNEIDER | PB | 2018 | Cengkareng
MK114 | 1157-20 | ULUSOY | PB | 2020 | Cengkareng
MK124 |  | Floumatic | PMT |  | Cengkareng
MK124 |  | Floumatic | PMT |  | Cengkareng
BC266 | 9324103 | MG SM6 | LBS | 2010 | Cengkareng
BC266 | - | MG | METERING |  | Cengkareng
BC266 | 9311402 | MG SM6 | LBS | 2010 | Cengkareng
BC269 | 1071-13-BF | EGA | PB2 | 2013 | Cengkareng
BC269 | SN. 130221213 | EGA | LBS MOTORIZE | 2021 | Cengkareng
BC269 | S9503364 | MERLIN GERIN | LBS | 2013 | Cengkareng
BC270 | 954 | Fluokit M | PB | 1996 | Cengkareng
BC270 | 1809 | Fluokit M | PMT | 1995 | Cengkareng
BC270 | 1609 | Fluokit M | LBS | 1995 | Cengkareng
BC270 | 89 | Fluokit M | PT | 1992 | Cengkareng
BC270 | 4205 | Fluokit M | PGDB |  | Cengkareng
BC270 | 1225 | Fluokit M | B1 |  | Cengkareng
BC271 | 165171 | FLUOKIT M | LBS |  | Cengkareng
BC271 | 1232 | Fluokit M | LBS |  | Cengkareng
BC271 | 1548 | Fluokit M | PT | 1995 | Cengkareng
BC271 | 4984 | Fluokit M | PGDB | 1995 | Cengkareng
BC271 | 5279 | Fluokit M | B1 | 1995 | Cengkareng
BC273 | 29974 | GAE | LBS | 2013 | Cengkareng
BC273 | 299443 | GAE | LBS | 2013 | Cengkareng
BC273 | 30111 | GAE | PB | 2013 | Cengkareng
BC276 | 1897-19 | ULUSOY | PB2 | 2019 | Cengkareng
BC47A | W35.1.0055 | SCHNEIDER | PB | 2016 | Cengkareng
BC47B | - | MG Vercors M6 | LBS |  | Cengkareng
BC47B | - | MG Vercors M6 | LBS |  | Cengkareng
BC47B | - | MG Vercors M6 | LBS |  | Cengkareng
BC49 | c1-2019-w27-4-1401 | SCHINEDER | LBS | 2019 | Cengkareng
BC49 | c1-2019-w40-3-1402 | SCHINEDER | LBS | 2019 | Cengkareng
BC49 | c1-2019-w40-2-1404 | SCHINEDER | PB | 2019 | Cengkareng
DK115 | - | ABB | PB |  | Cengkareng
BC51 | - | EGA | LBS MOT |  | Cengkareng
BC51 | 0220-15-211 | EGA | PB | 2015 | Cengkareng
BC51 | 0452-15-209 | EGA | LBS | 2015 | Cengkareng
BC53 | 138317212 | EGA | LBS | 2017 | Cengkareng
BC53 | 268917213 | EGA | LBS MOT | 2017 | Cengkareng
BC53 | 128817214 | EGA | PB1 | 2017 | Cengkareng
BC53 | - | EGA | PB2 | 2017 | Cengkareng
BC55 | CI-2018-W36-2-0024 | SCHINEIDER | LBS | 2018 | Cengkareng
BC55 | - | GAE | LBS | 2012 | Cengkareng
BC55 | - | GAE | LBS | 2012 | Cengkareng
BC55 | - | GAE | PB1 | 2012 | Cengkareng
BC56 | 773 | FLUOKIT M | LBS | 1992 | Cengkareng
BC56 | 17221 | FLUOKIT M | LBS |  | Cengkareng
BC56 | - | KIT25 | PB1 |  | Cengkareng
BC56 | IV2N230948M0013 | ABB | PB2 | 2002 | Cengkareng
BC58 | CI-2018-W32-3-0027 | SCHINEIDER | LBS | 2018 | Cengkareng
BC58 | CI-2018-W33-5-0021 | SCHINEIDER | LBS MOT | 2018 | Cengkareng
BC58 | HMH24-14 / 2266-19 | ULUSOY | PGDB | 2019 | Cengkareng
BC59 | 0607.17.212 | EGA | LBS | 2017 | Cengkareng
BC59 | 0367.17.214 | EGA | PB | 2017 | Cengkareng
BC59 | 2265 | ULUSOY | PGC | 2019 | Cengkareng
BC60 |  | MG Vercors M6 | PMT |  | Cengkareng
BC60 |  | MG Vercors M6 | PMT |  | Cengkareng
BC60 |  | MG Vercors M6 | PB |  | Cengkareng
BC60 |  | MG Vercors M6 | PB |  | Cengkareng
BC61 | - | GAE | LBS |  | Cengkareng
BC61 | - | Kit 27.2 | LBS |  | Cengkareng
BC61 | - | Kit 27.2 | PT |  | Cengkareng
BC61 | - | Kit 27.3 | PGDB |  | Cengkareng
BC62 | 2019CSF60036 | ORMAZABAL | LBS CBO | 2019 | Cengkareng
BC62 | 2018CSF62077 | ORMAZABAL | PT | 2019 | Cengkareng
BC65 | 0387.16.216 | EGA | PGC | 2016 | Cengkareng
BC65 | 3810013 | SCHNEIDER | LBS | 2018 | Cengkareng
BC65 | CI-2018-W3411-13 | EGA | LBS | 2013 | Cengkareng
BC69 | 0779-20 | ULUSOY | LBS MOT | 2020 | Cengkareng
BC69 | 1421-20 | ULUSOY | CBOG | 2020 | Cengkareng
BC7 | - | SCHNEIDER | PGC |  | Cengkareng
BC7 | - | SCHINEIDER | LBS |  | Cengkareng
BC7 | - | SCHINEIDER | LBS |  | Cengkareng
BC70 | - | MG Vercors M6 | LBS1 |  | Cengkareng
BC70 | - | MG Vercors M6 | LBS2 |  | Cengkareng
BC70 | - | MG Vercors M6 | PT |  | Cengkareng
BC70 | - | MG Vercors M6 | PGDB |  | Cengkareng
BC70 | - | MG Vercors M6 | PB1 |  | Cengkareng
BC70 | - | MG Vercors M6 | PB2 |  | Cengkareng
BC331 | CV 727770/+J46 | Siemens | PMT | 2003 | Cengkareng
BC331 | CV 727770/+J45 | Siemens | PMT | 2003 | Cengkareng
BC331 | CV 727770/+J07 | Siemens | PB1 | 2003 | Cengkareng
BC331 | IEC 62271*-200 | SCHNEIDER | PB2 |  | Cengkareng
BC332P | CI-2019-W29-4-1403 | SCHINEIDER | LBS | 2019 | Cengkareng
BC332P | CI-2019-W29-4-1403 | SCHINEIDER | PB | 2019 | Cengkareng
BC332P | CI-2019-W29-4-1403 | SCHINEIDER | LBS | 2019 | Cengkareng
BC333P | 091117-212 | EGA | PMT | 2017 | Cengkareng
BC333P | 0961-17-212 | EGA | PMT | 2017 | Cengkareng
BC333P | 1101-17-214 | EGA | PB | 2017 | Cengkareng
BC335 | W27-2-0022 | SCHNEIDER | LBS | 2014 | Cengkareng
BC335 | - | MG | LBS |  | Cengkareng
BC335 | 0268.16.214 | EGA | PB1 | 2016 | Cengkareng
BC335 | 1145.17.214 | EGA | PB2 | 2017 | Cengkareng
BC335 | W44-3-0044 | SCHNEIDER | PGC | 2017 | Cengkareng
BC337 | 1321.17.214 | EGA | PB | 2017 | Cengkareng
BC337 | 2497.17.213 | EGA | LBS MOT | 2017 | Cengkareng
BC337 | 1570.17.212 | EGA | LBS | 2017 | Cengkareng
BC337 | 1803.17.234 | EGA | CBOM | 2017 | Cengkareng
BC338 | SM0400762 | SCHENEIDER | PMT | 2018 | Cengkareng
BC338 | W29.2.0013 | SCHENEIDER | PMT | 2014 | Cengkareng
BC338 | W29.3.0008 | SCHENEIDER | LBS | 2014 | Cengkareng
BC338 | 1680.13BF | EGA | PB 2 | 2013 | Cengkareng
BC342 | W36.3.0011 | SCHNEIDER | LBS | 2016 | Cengkareng
BC342 | W14.3.0010 | SCHNEIDER | LBS | 2016 | Cengkareng
BC342 | W42.1.0037 | SCHINEIDER | LBS | 2017 | Cengkareng
BC345 | 2146 | FLUOKIT M | LBS |  | Cengkareng
BC345 | 401048 | MG | LBS |  | Cengkareng
BC345 | 401037 | MG | LBS |  | Cengkareng
BC346 | 60032 | ORMAZABAL | LBS | 2019 | Cengkareng
BC346 | 63285 | ORMAZABAL | PB | 2019 | Cengkareng
BC347T | 15186903 | Ormazabal | PMT | 2004 | Cengkareng
BC347T | 15186903 | Ormazabal | PB | 2004 | Cengkareng
BC347T | 15186903 | Ormazabal | LBS | 2004 | Cengkareng
BC349 | 1661.17.234 | EGA | PGC | 2017 | Cengkareng
BC349 | W21.2.0049 | SCHNEIDER | LBS MAN | 2018 | Cengkareng
BC349 | 1865.17.213 | EGA | LBS MOT | 2017 | Cengkareng
BC352P | 502644729/2001-008 | ABB | PB | 2019 | Cengkareng
BC352P | 502644729/3001-026 | ABB | LBS CBO | 2020 | Cengkareng
BC354 | 500918 | MERLIN GERIN | PMT | 2017 | Cengkareng
BC354 | CI-2017-W334-0018 | SCHNEIDER | PMT | 2017 | Cengkareng
BC354 | 501074 | MERLIN GERIN | PB | 2017 | Cengkareng
TP110P | TP 110P - 1866 | EGA | PMT | 2013 | Cempaka Putih
TP110P | TP 110P - 1832 | EGA | PMT |  | Cempaka Putih
TP110P | TP 110P | EGA | PB |  | Cempaka Putih
JR155 | 24883/105/11/01E6 | GAE | LBS | 2011 | Pondok Gede
JR155 | 24892/105/11/01/E6 | GAE | LBS | 2011 | Pondok Gede
JR155 | 24964/105/11/02/E6 | GAE | PB | 2011 | Pondok Gede
JR157 |  | GAE | LBS |  | Pondok Gede
JR157 |  | GAE | LBS |  | Pondok Gede
JR157 |  | GAE | PB |  | Pondok Gede
E227 |  | MG SM6 | LBS |  | Pondok Gede
JR162 |  | GAE | PB |  | Pondok Gede
JR2 | HENDY289 | ABB BC5 | LBS |  | Pondok Gede
JR2 | HEN2U | ABB BC5 | LBS |  | Pondok Gede
JR48 | CI-2015-W52-3-0008 | SCHNEIDER | LBS | 2015 | Pondok Gede
JR48 | 1353.171.203 | EGA | LBS | 2017 | Pondok Gede
JR48 | CI-2016-W16-1-0009 | SCHNEIDER | PB | 2016 | Pondok Gede
JS82 | 0188.15.214 | EGA | PB | 2015 | Pondok Gede
BC72 | C1-2014-W04-5-0021 | SCHNEIDER | LBS | 2014 | Cengkareng
BC72 | C1-2014-W07-2-0036 | SCHNEIDER | LBS | 2014 | Cengkareng
BC72 | C1-2014-W12-5-0003 | SCHNEIDER | CBO | 2014 | Cengkareng
BC73 | W30.4.0016 | SCHINEIDER | LBS | 2017 | Cengkareng
BC73 | - | MG | B1 |  | Cengkareng
BC73 | - | ABB | LBS |  | Cengkareng
BC75PAT | - | MERLIN GERIN | LBS | 2016 | Cengkareng
BC75PAT | - | MERLIN GERIN | LBS | 2016 | Cengkareng
BC76 | W21-1-0026 | SCHNEIDER | PGC | 2014 | Cengkareng
BC76 | 37-22-13BL | EGA | LBS MOT | 2013 | Cengkareng
BC76 | 3710-13BL | EGA | LBS | 2013 | Cengkareng
BC80 | 0366.18.212 | EGA | LBS MANUAL | 2018 | Cengkareng
BC80 | 0867.18.214 | EGA | PB1 | 2018 | Cengkareng
BC82 | 0336.18.214 | EGA | PB | 2018 | Cengkareng
JW49 | 605.13.BF | EGA | PB | 2013 | Pondok Gede
JS207 | 175813 | EGA | LBS | 2013 | Pondok Gede
JS207 | 84613 | EGA | PB | 2013 | Pondok Gede
TB58 | CI-2021-W14-1-1402 | SCHNEIDER SM6 | PB | 2021 | Jatinegara
KM124N | CI-2019-W15-4-0001 | SCHNEIDER | ACO | 2019 | Jatinegara
KM102 | C1-2019-W05-2-0022 | SCHNEIDER | CBOM | 2019 | Jatinegara
GH0239 |  |  | LBS |  | Jatinegara
K217N | 0494.20.213 | EGA | LBS | 2020 | Jatinegara
TB52 | C1-2012-W20-5-0015 | SCHNEIDER | LBS | 2012 | Jatinegara
K23A | SDF-20050049 | ABB | PB | 2005 | Jatinegara
K23A | SDC-20050040 | ABB | LBS | 2005 | Jatinegara
K23A | SDC-20040252 | ABB | LBS | 2005 | Jatinegara
TB84 | 0641-20 | ULUSOY | LBS MOTORIZED | 2020 | Jatinegara
PM17 | 835.13.BF | EGA | PB | 2013 | Jatinegara
TB59 | C1-2013-W3-3-0010 | SCHNEIDER | PGDB | 2013 | Jatinegara
KM108 | NO NAMEPLATE | SCHNEIDER | LBS | - | Jatinegara
K182 | 0946-20 | ULUSOY | LBS | 2020 | Jatinegara
K229 | SM0201436 | MG | LBS | 2002 | Jatinegara
K35B | - | EGA | LBS |  | Jatinegara
K35B | - | EGA | LBS |  | Jatinegara
K35B | - | EGA | PB |  | Jatinegara
K106 | 95160641 | MG | LBS | 2005 | Jatinegara
K227 | NO NAMEPLATE | KIT 27.2 | B2 | 1990 | Jatinegara
K74 | C1-2018-W35-2-0045 | SCHNEIDER | ACO | 2018 | Jatinegara
BDA35PAT | 28223/119/12/01/E6 | GAE | PMT | 2012 | Cengkareng
T364P | 79712BL | EGA | PMT | 2012 | Menteng
T364P | 81212BL | EGA | PMT | 2012 | Menteng
T364P | 33712BF | EGA | PB | 2012 | Menteng
CP407 | 27134/175/12/01/E6 | GAE | LBS | 2012 | Ciputat
CP473 | CI-2014-W29-3-0018 | SCHNEIDER | PB | 2014 | Ciputat
TD406 |  |  |  |  | Ciputat
CP473 | CI-2014-W26-4-0010 | SCHNEIDER | LBS1 | 2014 | Ciputat
TB9 | S9502337 | MG | LBS | 1995 | Jatinegara
TB10 | 4038 | FLOUKIT-M | B1 | 1995 | Jatinegara
TB10 | 1423 | FLOUKIT-M | PGDB | 1995 | Jatinegara
TB10 | 1557 | FLOUKIT-M | PT | 1995 | Jatinegara
TB10 | 1447 | FLOUKIT-M | LBS | 1995 | Jatinegara
TB13 | 5553 | FLOUKIT-M | LBS | 1996 | Jatinegara
TB13 | 5648 | FLOUKIT-M | LBS | 1996 | Jatinegara
TB14 | S9503717 | MG | PB | 2015 | Jatinegara
TB15 | S9501357 | MG | PB | 1995 | Jatinegara
TB15 | S9503139 | MG | LBS | 1995 | Jatinegara
TB15 | SM0200378 | MG | PT | 2002 | Jatinegara
TB15 | SM0200421 | MG | PGC | 2002 | Jatinegara
TB18 | SM9606253 | MG | LBS | 1996 | Jatinegara
TB18 | SM9606345 | MG | PT | 1996 | Jatinegara
TB18 | 95261541 | MG | PGDB | 1995 | Jatinegara
BC280 | 20804/07 | Contactplasma | PB |  | Cengkareng
BC281 | 2243.13.BL | EGA | LBS | 2013 | Cengkareng
E256 | 1057.17.212 | EGA | LBS | 2017 | Pondok Gede
KDR135 | 13.4748 | EGA | LBS MOT | 2013 | Cengkareng
KDR135 | 2183-13BL | EGA | LBS MOT | 2013 | Cengkareng
KDR135 | 966-13BF | EGA | PB | 2013 | Cengkareng
PM19B | CV733362-000090/026 | SIEMENS | LBS | 2004 | Jatinegara
K186 | 1777.13.BF | EGA | PB | 2013 | Jatinegara
K186 | 3607.13.BL | EGA | LBS | 2013 | Jatinegara
K186 | 2314.13.BL | EGA | LBS | 2013 | Jatinegara
K195 | CI-2019-W25-4-1401 | SCHNEIDER SM6 | LBS MOTORIZED | 2019 | Jatinegara
K229 | SM0201395 | MG | PT | 2002 | Jatinegara
GH0005 |  | FLOUKIT-M | LBS |  | Jatinegara
KM57 | 1576 | FLOUKIT-M+ | CBOG | 2011 | Jatinegara
CN27 |  |  |  |  | Ciputat
TD352 |  |  |  |  | Ciputat
TD352 |  |  |  |  | Ciputat
TD352 |  |  |  |  | Ciputat
TD362 |  |  |  |  | Ciputat
TD191 |  |  |  |  | Ciputat
TD191 |  |  |  |  | Ciputat
CN9 |  |  |  |  | Ciputat
CN9 |  |  |  |  | Ciputat
T429 | 2298-19 | Ulusoy | CBO-JAR |  | Menteng
T224 | W34-1-0033 | Schneider Motorized | CBO JAR |  | Menteng
K103C | K 103C | SM 6 | PGC |  | Cempaka Putih
DT13 | DT 13 | EGA | CBOG-1 |  | Lenteng Agung
K42N | K 42 | KIT 25 | PMT |  | Cempaka Putih
K42N | K 42 | EGA | PMT |  | Cempaka Putih
K42N | K 42 | EGA | PB |  | Cempaka Putih
K42B | 0078.19.212 | EGA | LBS | 2019 | Cempaka Putih
RM70P | K 42B | EGA | PMT |  | Cempaka Putih
K42B | 1325.13.BL | EGA | LBS | 2013 | Cempaka Putih
RM70P | RM 70P | EGA | PMT |  | Cempaka Putih
K42B | K 42B | UNINDO | AXIM |  | Cempaka Putih
K42C | K 42C | ORMAZABAL | LBS | 2018 | Cempaka Putih
K42C | K 42C | ORMAZABAL | LBS | 2018 | Cempaka Putih
RM70P | RM 70P | EGA | PB | 2011 | Cempaka Putih
K42D | K42D | EGA | PB | 2021 | Cempaka Putih
K42D | K 42D | EGA | LBS | 2021 | Cempaka Putih
K42D | K 42D | EGA | LBS | 2013 | Cempaka Putih
K52 | K 52 | KIT M24 | PGDB |  | Cempaka Putih
TP105P | TP 105P | ABB SAFEPLUS | PMT |  | Cempaka Putih
K52 | K 52 | KIT M24 | PT |  | Cempaka Putih
K52 | K 52 | ABB | PB |  | Cempaka Putih
K52 | K 52 | EGA | LBS | 2017 | Cempaka Putih
K52 | K 52 | FLUOMATIC | LBS |  | Cempaka Putih
K52 | K 52 | FLUOMATIC | PB |  | Cempaka Putih
K52 | K 52 | FLUMATIC | PB 3 |  | Cempaka Putih
RM15 | RM15 | SCHNEIDER | LBS | 2018 | Cempaka Putih
CGR12 | CGR 12 | EGA MR | LBS-1 |  | Lenteng Agung
CGR15 | CGR 15 | ABB | LBS-2 |  | Lenteng Agung
CK52 |  | MG SCHNEIDER | CBOM |  | Marunda
K37D | K 37D | EGA | PBI |  | Cempaka Putih
CGR8 | CGR 8 | ABB SAFERING | LBS-2 |  | Lenteng Agung
K55 | K 55 | FLUMATIC | PMT |  | Cempaka Putih
K33A | K 33A | EGA | PMT |  | Cempaka Putih
PG2 | PG2 | SM6 | PB |  | Cempaka Putih
RM75P | RM75P | ORMAZABAL | LBS | 2017 | Cempaka Putih
K36A | K 36A | ABB | PB 1 |  | Cempaka Putih
K36A | K 36A | FLUKIT M | PMT |  | Cempaka Putih
K36A | K 36A | FLUKIT M | PB 2 |  | Cempaka Putih
K38A | K 38A | EGA | PMT |  | Cempaka Putih
K38A | K 38A | EGA | PB |  | Cempaka Putih
K38N | K 38N | EGA | PB 2 |  | Cempaka Putih
K38N | K 38N | EGA | PMT |  | Cempaka Putih
K47 | K 47 | MERLIN GERIN V 6 | PMT |  | Cempaka Putih
K103C | K42B | KIT M | LBS/PMT |  | Cempaka Putih
K47 | K 47 | MERLIN GERIN V 6 | PB |  | Cempaka Putih
K47B | K 47B | EGA | PMT |  | Cempaka Putih
K47B | K 47 B | SCHNEIDER SM6 | PMT |  | Cempaka Putih
K47B | K 47B | SCHNEIDER SM6 | PB |  | Cempaka Putih
K47A | K 47A | EGA | PMT |  | Cempaka Putih
K47A | K 47A | EGA | PB |  | Cempaka Putih
PG370 | PG 370 | SCHNEIDER | PT |  | Cempaka Putih
PG369 | PG 369 - ARAH PG 210 | ABB | PMT |  | Cempaka Putih
PG369 | PG 369 | ABB | PT |  | Cempaka Putih
PG369 | PG 369 | ABB | PGC |  | Cempaka Putih
PG369 | PG 369 | - | CT |  | Cempaka Putih
PG253 | PG 253 | KIT M24 | LBS |  | Cempaka Putih
PG253 | PG 253 | KIT M24 | PT |  | Cempaka Putih
PG253 | PG 253 | KIT M24 | PGDB |  | Cempaka Putih
PG253 | PG 253 | KIT M24 | B1 |  | Cempaka Putih
PG366 | PG 366 | ABB | PMT |  | Cempaka Putih
PG366 | PG 366 | ABB | PT |  | Cempaka Putih
PG366 | PG 366 | ABB | PGC |  | Cempaka Putih
PG266 | PG 266 | KIT M | ARESTER |  | Cempaka Putih
PG266 | PG 266 | SM6 | PT |  | Cempaka Putih
PG266 | PG 266 | KIT M | PMT |  | Cempaka Putih
PG266 | PG 266 | KIT M | PMT |  | Cempaka Putih
PG269 | PG 269 | GAE | LBS |  | Cempaka Putih
PG362 | PG 362 | EGA | LBS | 2017 | Cempaka Putih
PG269 | PG 269 | GAE | LBS |  | Cempaka Putih
PG362 | PG 362 | ABB | PGDB | 2000 | Cempaka Putih
PG362 | PG 362 | ABB | B1 | 2000 | Cempaka Putih
PG79A | PG 79A | SCHNEIDER | CBOG | 2017 | Cempaka Putih
PG84 | PG 84 | KIT M24 | LBS |  | Cempaka Putih
PG286 | PG 286 | KIT M24 | PB |  | Cempaka Putih
PG286 | PG 286 | KIT M24 | LBS |  | Cempaka Putih
PG286 | PG 286 | KIT M24 | PGDB |  | Cempaka Putih
PG304 | PG 304 | SM6 | PMT |  | Cempaka Putih
PG304 | PG 304 | ULUSOY | PGC |  | Cempaka Putih
PD24 | 0707.17.214 | EGA | PB | 2017 | Pondok Gede
PD23 | 1888.13.BL | EGA | LBS | 2013 | Pondok Gede
GD71B |  | MG SM6 | PB |  | Pondok Gede
JR109 |  | MERLIN GERLIN SM6 | LBS |  | Pondok Gede
JR109 |  | EGA | LBS | 2013 | Pondok Gede
JR109 |  | SCHNEIDER | PB | 2008 | Pondok Gede
JR113P | CI-2017-W04-2-0039 | SCHNEIDER | LBS | 2017 | Pondok Gede
JR113P | CI-2017-W30-3-0020 | SCHNEIDER | LBS | 2017 | Pondok Gede
JR113P | CI-2017-W08-5-0004 | SCHNEIDER | PB | 2017 | Pondok Gede
MN51 |  | SCHNEIDER SM6 | LBS |  | Pondok Gede
TP92 | TP 92 | KIT 27,2 | B 1 |  | Cempaka Putih
KM14 | KM 14 | SM 6 | PMT |  | Cempaka Putih
KM14 | KM 14 | SM 6 | PMT |  | Cempaka Putih
KM14 | KM 14 | SM6 | PGC/PAM |  | Cempaka Putih
KM14 | KM 14 | SM 6 | PMT |  | Cempaka Putih
KM14 | KM 14 | SM 6 | PMT |  | Cempaka Putih
E328P | E328P-1 | MERLIN GERIN -SM6 | LBS | 2015 | Kramat Jati
E328P | E328P-2 | MERLIN GERIN -SM6 | LBS | 2015 | Kramat Jati
E328P | E328P-3 | MERLIN GERIN -SM6 | PB TRAFO | 2015 | Kramat Jati
E345P | E345P-1 | MERLIN GERIN -SM6 | LBS | 2009 | Kramat Jati
E345P | E345P-2 | MERLIN GERIN -SM6 | LBS | 2009 | Kramat Jati
E345P | E345P-3 | MERLIN GERIN -SM6 | PB TRAFO | 2009 | Kramat Jati
CRC1P | 59915213 | EGA | LBS (MOTORIZE) | 2016 | Kramat Jati
CRC1P | 4071522 | EGA | LBS | 2016 | Kramat Jati
CRC1P | 31515214 | EGA | PB TRAFO | 2016 | Kramat Jati
E15N | E15N-1 | EGA | LBS | 2016 | Kramat Jati
PD83 | 72815209 | EGA | LBS | 2015 | Kramat Jati
E15N | E15N-4 | SCHNEIDER | PB TRAFO | 2016 | Kramat Jati
E15N | E15N-5 | SCHNEIDER | PB TRAFO | 2016 | Kramat Jati
PG336 | PG336 | MG | B1 |  | Cempaka Putih
TP94 | TP 94 | FLUOKIT M C410 | PGC |  | Cempaka Putih
DT23 | DT 23 | EGA | PB-1 |  | Lenteng Agung
TP77 | TP 77 | MERLIN GERLIN SM6 | B 1 A |  | Cempaka Putih
TP77 | TP 77 | MERLIN GERLIN SM6 | PMT |  | Cempaka Putih
TP12P | TP 12P | GAE | PB |  | Cempaka Putih
TP14 | TP 14 | MERLIN GERLIN SM6 | PMT |  | Cempaka Putih
PG36 | PG 36 - PG 329 | EGA | PMT |  | Cempaka Putih
PG57 | PG 57 | SM 6 | PMT |  | Cempaka Putih
D95 | D 95 - PB 2 | FLOUKIT M | PB |  | Kebon Jeruk
PG240 | PG 240 | MERLIN GERIN | PMT |  | Cempaka Putih
PG400 | PG 400 | SCHNEIDER | LBS | 2019 | Cempaka Putih
PG240 | PG 240 | MERLIN GERIN | PGDB |  | Cempaka Putih
PG400 | PG 400 | SCHNEIDER | LBS | 2016 | Cempaka Putih
PG240 | PG 240 | MERLIN GERIN | B 1 |  | Cempaka Putih
PG395 | PG 395 | EGA | PMT |  | Cempaka Putih
PG394 | PG 394 | SCHNEIDER | CBOM | 2020 | Cempaka Putih
PG394 | PG 394 | SCHNEIDER | LBS | 2013 | Cempaka Putih
PG401 | PG401 | SCHNEIDER | LBS | 2017 | Cempaka Putih
PG241 | PG 241 | ABB | PMT |  | Cempaka Putih
PG241 | PG 241 | ABB | PB |  | Cempaka Putih
PG395 | PG 395 | KIT M | PGC |  | Cempaka Putih
PG392 | PG 392 | SM 6 | PMT |  | Cempaka Putih
PG392 | PG 392 | SM 6 | PGC |  | Cempaka Putih
PG388 | PG 388 | SIEMENS | PMT |  | Cempaka Putih
PG388 | PG 388 | SIEMENS | PB |  | Cempaka Putih
DK4 | DK 4 - LBS 1 | FLOUMATIC | LBS |  | Kebon Jeruk
DK4 | DK 4 - LBS 2 | FLOUMATIC | LBS |  | Kebon Jeruk
DK4 | DK 4 - PB 1 | FLOUMATIC | PB |  | Kebon Jeruk
DK4 | DK 4 - PB 2 | FLOUMATIC | PB |  | Kebon Jeruk
PG387 | PG 387 | EGA | PGC |  | Cempaka Putih
PG252 | PG273 | - | METRING |  | Cempaka Putih
PG244 | PG 244 | SCHNEIDER | LBS | 2016 | Cempaka Putih
DK42P | DK 42P - LBS 1 | ABB | LBS |  | Kebon Jeruk
PG386 | PG 386 | SM6 | PMT |  | Cempaka Putih
DK42P | DK 42P - LBS 2 | ABB | LBS |  | Kebon Jeruk
PG384 | PG 386 | SCHNEIDER SM6 | PMT |  | Cempaka Putih
DK42P | DK 42P - PB 1 | ABB | PB |  | Kebon Jeruk
PG247 | PG 247 | SCHNEIDER | LBS | 2017 | Cempaka Putih
PG247 | PG 247 | SCHNEIDER | CBOM | 2018 | Cempaka Putih
PG384 | PG 384 | EGA | PMT |  | Cempaka Putih
PG384 | PG 384 | EGA | PB |  | Cempaka Putih
PG381 | PG 381 | ABB | PMT |  | Cempaka Putih
PG381 | PG 381 | ABB | PB |  | Cempaka Putih
PG362 | PG 362 | KIT M24 | PT | 2000 | Cempaka Putih
PG270 | PG 270 | KIT M | PMT |  | Cempaka Putih
TP85BS | TP 85BS | ABB SAFEPLUS | PMT |  | Cempaka Putih
TP85BS | TP 85BS | ABB SAFEPLUS | PGDB |  | Cempaka Putih
TP85BS | TP 85BS | ABB SAFEPLUS | PT |  | Cempaka Putih
TP85B | TP 85B | MG SM6 | PMT |  | Cempaka Putih
TP85B | TP 85B | MG SM6 | PMT |  | Cempaka Putih
PS75 | PS 75 | F & G | PB |  | Cempaka Putih
PS77 | PS 77 | EGA | PMT |  | Cempaka Putih
PS78 | PS 78 | EGA | PMT |  | Cempaka Putih
MP195 | 3343-13BL | EGA | LBS |  | Bulungan
KB2 | 0 | SIEMENS | LBS |  | Bulungan
KB2 | 0 | EGA | PB |  | Bulungan
KB2 | 0 | EGA | PB |  | Bulungan
KB2 | 0 | EGA | CBO MOTORIZE |  | Bulungan
KB2 | 0 | SIEMENS | LBS |  | Bulungan
KB2 | 0 | SIEMENS | CBOM MOTORIZE |  | Bulungan
MP211 | 0046.15.209 | EGA | LBS | 2014 | Bulungan
MP167 | 0 | GAE | CBO |  | Bulungan
MP195 | 30048/1581/13/03/EG | GAE | CBOM |  | Bulungan
KB205 | 0 | EGA | PMT |  | Bulungan
KB205 | 0 | EGA | PB |  | Bulungan
KB205 | 0 | EGA | PMT |  | Bulungan
PP144 | 0 | EGA | LBS |  | Bulungan
PG8 | PG 8 | SM6 | PMT |  | Cempaka Putih
PG8 | PG 8 | SM6 | PGC |  | Cempaka Putih
PG11 | PG 11 | EGA | LBS | 2017 | Cempaka Putih
TP60 | TP 60 | FLUKIT M | PMT |  | Cempaka Putih
PG11 | PG 11 | EGA | LBS | 2017 | Cempaka Putih
TP59 | TP 59 | EGA | PMT |  | Cempaka Putih
TP59 | TP 59 | KIT 25 | PMT |  | Cempaka Putih
TP59 | TP 59 | KIT 25 | PB 1 |  | Cempaka Putih
TP58 | TP 58 | EGA | PMT |  | Cempaka Putih
TP58 | TP 58 | EGA | PB |  | Cempaka Putih
PG12 | PG 12 | SM 6 | PMT |  | Cempaka Putih
PG12 | PG 12 | SM 6 | PMT |  | Cempaka Putih
PG12 | PG 12 | SM 6 | PGC |  | Cempaka Putih
TP53 | TP 53 | SCHNEIDER SM6 | PMT |  | Cempaka Putih
TP53 | TP 53 | FLUKIT M | UTB |  | Cempaka Putih
TP53 | TP 53 | SCHNEIDER SM6 | UGB |  | Cempaka Putih
TP53 | TP 53 | SCHNEIDER SM6 | PGC |  | Cempaka Putih
TP52 | TP 52 | FLUKIT M | PMT |  | Cempaka Putih
TP52 | TP 52 | FLUKIT M | PMT |  | Cempaka Putih
PG13 | PG 13 | KIT 25 | PMT |  | Cempaka Putih
PG13 | PG 13 | KIT 25 | PMT |  | Cempaka Putih
PG13 | PG 13 | KIT 27,3 | PGDB |  | Cempaka Putih
PG13 | PG 13 | KIT 25 | B 1 |  | Cempaka Putih
PG14 | PG 14 | SM 6 | PGC |  | Cempaka Putih
PG14 | PG 14 | SM 6 | PGC |  | Cempaka Putih
PG14 | PG 14 | SM 6 | PB |  | Cempaka Putih
PG14 | PG 14 | SM 6 | PMT |  | Cempaka Putih
PG14 | PG 14 | SM 6 | PMT |  | Cempaka Putih
TP48 | TP 48 | EGA | PMT |  | Cempaka Putih
D63A | D 63A - LBS 1 | SCHNEIDER | LBS |  | Kebon Jeruk
D63A | D 63A - LBS 2 | SCHNEIDER | LBS |  | Kebon Jeruk
PG15 | PG 15 | ABB | LBS | 2011 | Cempaka Putih
PG15 | PG 15 | ABB | LBS | 2011 | Cempaka Putih
D63A | D 63A - PB 1 | SCHNEIDER | PB |  | Kebon Jeruk
TP48 | TP 48 | EGA | PMT |  | Cempaka Putih
PG33 | PG 15 | SM6 | CBOG PMT |  | Cempaka Putih
PS70 | PS 70 | SIEMENS | PB |  | Cempaka Putih
K72 | K 72 | EGA | PB | 2018 | Cempaka Putih
PS70 | PS 70 | SIEMENS | PMT |  | Cempaka Putih
K72 | K 72 | SCHNEIDER | LBS | 2017 | Cempaka Putih
K72 | K 72 | SCHNEIDER | CBOG | 2017 | Cempaka Putih
K73 | K 73 | EGA | PB | 2017 | Cempaka Putih
KB445 | 938 | UNINDO | PB |  | Bulungan
KB446 | 0 | EGA | PB |  | Bulungan
MP230 | 0 | EGA | LBS |  | Bulungan
KB446 | 0 | FLUOKIT M | PGDB |  | Bulungan
KB446 | 0 | FLUOKIT M | B1 |  | Bulungan
KB446 | 0 | FLUOKIT M | PT |  | Bulungan
KB446 | 0 | EGA | LBS |  | Bulungan
KB446 | 0 | EGA | CBO |  | Bulungan
KB447 | 5248 | FLOUKIT.M | PT |  | Bulungan
KB447 | 520 | FLUOKIT.M | CBO |  | Bulungan
KB447 | 0 | EGA | CBO MOTORIZE |  | Bulungan
KB447 | 0 | EGA | LBS MOTORIZE |  | Bulungan
KB448 | 59503574 | MERLIN GERIN | PT |  | Bulungan
KB448 | SM9606579 | MERLIN GERIN | B1 |  | Bulungan
KB448 | 94510382 | MERLIN GERIN | PGDB |  | Bulungan
KB448 | 59502461 | MERLIN GERIN | PMT |  | Bulungan
KB448 | 95062332 | MERLIN GERIN | PMT |  | Bulungan
KB449 | 95273152 | MERLIN GERIN | B1 |  | Bulungan
KB449 | 59504433 | MERLIN GERIN | PT |  | Bulungan
KB449 | 59604840 | MERLIN GERIN | PMT |  | Bulungan
KB449 | 0 | EGA | LBS |  | Bulungan
KB449 | 9512082 | MERLIN GERIN | PGDB |  | Bulungan
KB45 | 0 | EGA | LBS | 2017 | Bulungan
KB45 | 0 | EGA | LBS MOTORIZE | 2017 | Bulungan
KB45 | 0 | EGA | PB | 2017 | Bulungan
TD413 | CI-2013-ws1-4-0006/2013 | SCHNEIDER | CBOM | 2013 | Bulungan
KB450 | T73005052683-0326/2017 | SIEMENS | LBS | 2017 | Bulungan
MP38 | 0 | SCHNEIDER | LBS |  | Bulungan
KB450 | T73005065334-0029/2017 | SIEMENS | LBS | 2017 | Bulungan
KB450 | T73005065334-0119/2017 | SIEMENS | CBO | 2017 | Bulungan
KB452 | 6755 | FLOUKIT M | LBS | 1995 | Bulungan
KB452 | 0 | SCHNEIDER | PGC |  | Bulungan
PG321 | PG 321 | GAE | LBS |  | Cempaka Putih
PG321 | PG 321 | GAE | PB |  | Cempaka Putih
PG307 | PG 307 | KIT M | PMT |  | Cempaka Putih
PG307 | PG 307 | SM 6 | PGDB |  | Cempaka Putih
PG307 | PG 307 | KIT M | B 1 |  | Cempaka Putih
PG307 | PG 307 | KIT M | PT |  | Cempaka Putih
PG320 | PG 320 | KIT M24 | LBS |  | Cempaka Putih
PG320 | PG 320 | KIT M24 | PT |  | Cempaka Putih
PG320 | PG 320 | KIT M24 | PGDB |  | Cempaka Putih
PG320 | PG 320 | KIT M24 | PB |  | Cempaka Putih
PG309 | PG 309 | EGA | PMT |  | Cempaka Putih
PG309 | PG 309 | SM6 | PGC |  | Cempaka Putih
PG318 | PG 318 | SM 6 | PMT/CBOG |  | Cempaka Putih
PG318 | PG 318 | KIT M | PT |  | Cempaka Putih
PG318 | PG 318 | SM 6 | PGDB |  | Cempaka Putih
PG318 | PG 318 | SM6 | PB |  | Cempaka Putih
PG90 | PG 90 | EGA | PMT |  | Cempaka Putih
PG90 | PG 90 | EGA | PMT |  | Cempaka Putih
PG90 | PG 90 | SM 6 schneidor | PB |  | Cempaka Putih
PG91 | PG 91 | SM6 | PMT |  | Cempaka Putih
PG91 | PG 91 | EGA | PMT |  | Cempaka Putih
PG91 | PG 91 | EGA | PB |  | Cempaka Putih
PG92 | PG 92 | SM6 | PMT |  | Cempaka Putih
PG92 | PG 92 | SM6 | PMT |  | Cempaka Putih
PG92 | PG 92 | SM6 | PB |  | Cempaka Putih
PG296 | PG 296 | GAE | PB |  | Cempaka Putih
PG296 | PG 296 | GAE | PMT |  | Cempaka Putih
PG338 | PG 338 | KIT M | PMT |  | Cempaka Putih
PG338 | PG 338 | KIT M | PB |  | Cempaka Putih
PG337 | PG 337 | SM 6 | PMT |  | Cempaka Putih
PG337 | PG 337 | SM 6 | PB |  | Cempaka Putih
PG337 | PG 337 | SM 6 | PT |  | Cempaka Putih
PG337 | PG 337 | SM 6 | PGDB |  | Cempaka Putih
PG336 | PG 336 | MG | LBS |  | Cempaka Putih
PG85 | PG 85 | KIT 25 | PMT |  | Cempaka Putih
PG85 | PG 85 | KIT 25 | PMT |  | Cempaka Putih
PG85 | PG 85 | KIT 27,3 | PGDB |  | Cempaka Putih
PG25 | PG 25 | FLUMATIC | PMT |  | Cempaka Putih
PG25 | PG 25 | FLUMATIC | PMT |  | Cempaka Putih
PG25 | PG 25 | KIT 27,2 | PGDB |  | Cempaka Putih
PG25 | PG 25 | KIT 27,2 | PT |  | Cempaka Putih
PG25 | PG 25 | KIT M | B 1 |  | Cempaka Putih
TP51 | TP 51 | EGA | PMT |  | Cempaka Putih
TP51 | TP 51 | ABB SYSTEM | PT |  | Cempaka Putih
TP51 | TP 51 | FLUKIT M | PB |  | Cempaka Putih
KB281 | 0 | SCHNEIDER | PB |  | Bulungan
KB281 | 0 | SCHNEIDER | LBS MOTORIZE |  | Bulungan
KB282 | 0 | SCHNEIDER | LBS |  | Bulungan
KB282 | 0 | SCHNEIDER | LBS |  | Bulungan
KB282 | 0 | SCHNEIDER | PB |  | Bulungan
KB158A | 0 | SCHNEIDER | PB |  | Bulungan
KB285 | 0 | EGA | PB |  | Bulungan
KB285 | 0 | EGA | PB |  | Bulungan
KB285 | 0 | EGA | LBS |  | Bulungan
KB285 | 0 | EGA | CBO MOTORIZE |  | Bulungan
KB285A | CI-2015-w21-4-0044 | SCHNEIDER | LBS MOTORIZE | 2015 | Bulungan
KB285A | CI-2015-w27-2-0001 | SCHNEIDER | CBOM MOTORIZE | 2015 | Bulungan
KB285A | 0 | SCHNEIDER | PB1 |  | Bulungan
KB285P | 650002 | ABB | PMT |  | Bulungan
KB285P | 650004 | ABB | PMT |  | Bulungan
KB285P | 480008 | ABB | PB |  | Bulungan
KB288 | 0 | EGA | PB |  | Bulungan
KL47 | 0 | SCHNEIDER | PB |  | Bulungan
KB288 | 0 | SIEMENS | LBS |  | Bulungan
KB288 | 0 | SIEMENS | CBO |  | Bulungan
KB288 | 0 | SIEMENS | LBS |  | Bulungan
MP155 | 0 | SCHNEIDER | PMT |  | Bulungan
KB297 | 0 | EGA | PB |  | Bulungan
KB297 | 0 | EGA | LBS MOTORIZE |  | Bulungan
MP167 | 0 | SCHNEIDER | PB |  | Bulungan
KB297 | 0 | EGA | CBO MOTORIZE |  | Bulungan
TP14 | TP 14 | MERLIN GERLIN SM6 | PB |  | Cempaka Putih
TP15N | TP 15 | GAE | PMT |  | Cempaka Putih
TP76 | TP 76 | SCHNEIDER SM6 | PMT |  | Cempaka Putih
TP76 | TP 76 | SCHNEIDER SM6 | PMT |  | Cempaka Putih
TP76 | TP 76 | SCHNEIDER SM6 | PMT |  | Cempaka Putih
TP72 | TP 72 | EGA | PMT |  | Cempaka Putih
TP72 | TP 72 | FLUKIT M | PMT |  | Cempaka Putih
TP72 | TP 72 | FLUKIT M | PT |  | Cempaka Putih
TP72 | TP 72 | FLUKIT M | PGDB |  | Cempaka Putih
TP71 | TP 71 | SCHNEIDER SM6 | PMT |  | Cempaka Putih
TP71 | TP 71 | EGA | PMT |  | Cempaka Putih
TP71 | TP 71 | FLUKIT M | PMT |  | Cempaka Putih
TP71 | TP 71 | FLUKIT M | PB 2 |  | Cempaka Putih
TP62 | TP 62 | SCHNEIDER SM6 | PMT |  | Cempaka Putih
TP62 | TP 62 | SCHNEIDER SM6 | PB |  | Cempaka Putih
TP61 | TP 61 | GAE | PMT |  | Cempaka Putih
PG11 | PG 11 | SCHNEIDER | CBOM | 2017 | Cempaka Putih
TP55 | TP 55 | SCHNEIDER SM6 | PMT |  | Cempaka Putih
TP55 | TP 55 | SCHNEIDER SM6 | PGC |  | Cempaka Putih
TP54 | TP 54 | SCHNEIDER SM6 | PMT |  | Cempaka Putih
TP54 | TP 54 | EGA | PB |  | Cempaka Putih
PG14 | PG 14 | SM 6 | PGC |  | Cempaka Putih
PG266 | PG 266 | KIT M | B 1 |  | Cempaka Putih
TP46 | TP 46 | EGA | PMT |  | Cempaka Putih
TP46 | TP 46 | EGA | PB |  | Cempaka Putih
D77N | D 77N - LBS 1 | EGA | LBS MOTORIZED |  | Kebon Jeruk
D77N | D 77N - LBS 2 | EGA | LBS MANUAL |  | Kebon Jeruk
TP44 | TP 44 | EGA | PMT |  | Cempaka Putih
D77N | D 77N - PB 1 | EGA | PB |  | Kebon Jeruk
TP44 | TP 44 | FLUKIT M | PB |  | Cempaka Putih
D77N | D 77N - PB 2 | EGA | PB |  | Kebon Jeruk
PG17 | PG 17 | GAE | PMT |  | Cempaka Putih
PG17 | PG 17 | GAE | PMT |  | Cempaka Putih
PG17 | PG 17 | GAE | PB |  | Cempaka Putih
TP43 | TP 43 | EGA | PB 2 |  | Cempaka Putih
TP43 | TP 43 | EGA | PMT |  | Cempaka Putih
PS55 | PS 55 | EGA | PMT |  | Cempaka Putih
PS55 | PS 55 | EGA | PB |  | Cempaka Putih
PS56 | PS 56 | MERLIN GERLIN SM6 | PMT |  | Cempaka Putih
PS56 | PS 56 | SCHNEIDER SM6 | PMT |  | Cempaka Putih
PS56 | PS 56 | SCHNEIDER SM6 | PB |  | Cempaka Putih
PS58N | PS 58 | SCHNEIDER SM6 | PMT |  | Cempaka Putih
PS58N | PS 58 - 1120.3 BF | EGA | PB | 2013 | Cempaka Putih
PS59 | PS 59 | SCHNEIDER SM6 | PMT |  | Cempaka Putih
MP195 | 3368-13BL | EGA | LBS MOTORIZE |  | Bulungan
KB87 | 0 | TAMCO | PB |  | Bulungan
KB12 | 0 | SCHNEIDER | LBS MOTORIZE |  | Bulungan
KB12 | 0 | SCHNEIDER | LBS MOTORIZE |  | Bulungan
KB12 | 0 | SCHNEIDER | PB |  | Bulungan
KB125 | 0 | EGA | PB |  | Bulungan
KB125 | 0 | EGA | CBO MOTORIZE |  | Bulungan
KB125 | 0 | EGA | LBS |  | Bulungan
KB274 | 0 | SCHNEIDER | PB |  | Bulungan
KB134 | 0 | ABB | PB |  | Bulungan
KB134 | 0 | ABB | LBS MOTORIZE |  | Bulungan
KB134 | 0 | ABB | LBS MOTORIZE |  | Bulungan
KB136 | 0 | EGA | LBS |  | Bulungan
KB136 | 0 | EGA | LBS MOTORIZE |  | Bulungan
KB137 | 703 | FLUOKIT | PMT |  | Bulungan
KB137 | 0 | EGA | LBS MOTORIZE |  | Bulungan
KB137 | 5091 | FLUOKIT | PB |  | Bulungan
KB137 | 5080 | FLUOKIT | PB |  | Bulungan
KB138N | 0C1.2014.1050.3.0036 | SCHNEIDER | LBS | 2014 | Bulungan
SN136 | 0 | SCHNEIDER | LBS MOTORIZE |  | Bulungan
KB138N | 0 | SCHNEIDER | PB |  | Bulungan
KB139 | 0 | FLUOKIT M | LBS |  | Bulungan
KB139 | 0 | EGA | LBS MOTORIZE |  | Bulungan
KB139 | 68 | ABB | PB |  | Bulungan
KB13A | - | SIEMENS | PMT |  | Bulungan
KB13A | - | SIEMENS | PB |  | Bulungan
KB13A | - | SIEMENS | PMT |  | Bulungan
KB207 | 0 | EGA | CBO | 2016 | Bulungan
KB604 | 0 | EGA | LBS MOTORIZE |  | Bulungan
KB604 | 0 | EGA | CBO MOTORIZE |  | Bulungan
SN140 | 0 | EGA | LBS MOTORIZE |  | Bulungan
KB207 | 0 | SCHNEIDER | LBS | 2017 | Bulungan
MG110B | 0 | EGA | LBS MOTORIZE |  | Bulungan
KB207 | 0 | EGA | CBO MOTORIZE |  | Bulungan
KB207 | 0 | SCHNEIDER | LBS | 2017 | Bulungan
KB207 | 0 | SCHNEIDER | LBS | 2016 | Bulungan
PG100 | PG 100 | EGA | PMT |  | Cempaka Putih
PG163 | PG 163 | SM 6 | PMT |  | Cempaka Putih
PG133 | PG 133 | GAE | PMT |  | Cempaka Putih
PG156 | PG 156 | KIT 25 | B 1 |  | Cempaka Putih
PG101 | PG 101 | EGA | LBS | 2018 | Cempaka Putih
PG133 | PG 133 | EGA | PMT |  | Cempaka Putih
BT32 | 0 | EGA | CBOM MOTORIZE |  | Bulungan
BT32 | 0 | SIEMENS | PMT |  | Bulungan
BT32 | 0 | SIEMENS | PB |  | Bulungan
BT39 | 0 | FLUOKIT M | LBS |  | Bulungan
BT39 | 0 | FLUOKIT M | LBS |  | Bulungan
BT39 | 6 | FLUOKIT M | PB | 1991 | Bulungan
BT59 | 0 | EGA | LBS |  | Bulungan
BT59 | 0 | EGA | CBO MOTORIZE |  | Bulungan
BT59 | 0 | EGA | PB |  | Bulungan
CP170 | 0 | EGA | LBS MOTORIZE |  | Bulungan
CP170 | 0 | EGA | PB |  | Bulungan
CP170 | 0 | EGA | LBS MOTORIZE |  | Bulungan
D129 | 0 | ABB | LBS |  | Bulungan
D129 | 0 | ABB | LBS |  | Bulungan
D129 | 0 | ABB | PB |  | Bulungan
D129B | 0 | ABB | LBS |  | Bulungan
D129B | 0 | ABB | LBS |  | Bulungan
D129B | 0 | ABB | LBS |  | Bulungan
D172 | 0 | SCHNEIDER | LBS MOTORIZE |  | Bulungan
KB597 | 0 | EGA | PB |  | Bulungan
TD254 | 0 | SIEMENS | PB |  | Bulungan
D172 | 0 | SCHNEIDER | LBS |  | Bulungan
D172 | 0 | SCHNEIDER | CBO |  | Bulungan
TD311 | 1311609 | EGA | LBS | 2015 | Bulungan
TD311 | 1311643 | EGA | LBS | 2015 | Bulungan
TD311 | 1503464 | EGA | PB | 2015 | Bulungan
D175 | 0 | SCHNEIDER | PGC |  | Bulungan
D175 | 0 | EGA | LBS MOTORIZE |  | Bulungan
D175 | 0 | EGA | LBS MOTORIZE |  | Bulungan
MP9 | MP 9 | EGA | PB |  | Bulungan
TD422 | - | FLOUKIT M | PMT |  | Bulungan
KB83N | 0 | GAE | PMT |  | Bulungan
KB85 | 43463355 | FLOUKIT M | LBS |  | Bulungan
KB85 | KB 85 | FLOUKIT M | PB |  | Bulungan
KB85 | KB 85 | FLOUKIT M | LBS |  | Bulungan
KB86N | 1607618/2016 | EGA | PB | 2016 | Bulungan
KB86N | 1608739/2016 | EGA | LBS MOTORIZE | 2016 | Bulungan
KB86N | 16081163/2016 | EGA | LBS | 2016 | Bulungan
KB87 | 0 | EGA | PB SB |  | Bulungan
KB87 | 0 | TAMCO | LBS |  | Bulungan
KB87 | 0 | TAMCO | LBS |  | Bulungan
SN134 | 0 | ABB | LBS | 2013 | Bulungan
KB88A | 0 | SCHNEIDER | PB |  | Bulungan
KB88A | 0 | SCHNEIDER | PMT |  | Bulungan
KB88A | 0 | SCHNEIDER | PMT |  | Bulungan
KB88B | 0 | MERLIN GERLIN | PB |  | Bulungan
KB88B | 0 | UNINDO | PMT |  | Bulungan
KB88B | 0 | UNINDO | PMT |  | Bulungan
KB88P | 0 | UNINDO | PMT |  | Bulungan
KB88P | 0 | UNINDO | PB |  | Bulungan
KB88P | 0 | UNINDO | PB |  | Bulungan
KB88P | 0 | SCHNEIDER | CBO |  | Bulungan
KB89 | 0 | ABB | PMT |  | Bulungan
KB251 | 0 | SCHNEIDER | PB |  | Bulungan
KB89 | 0 | EGA | PB |  | Bulungan
KB89 | 0 | ABB | PMT |  | Bulungan
KB89 | 0 | EGA | PB |  | Bulungan
MP82 | 0 | GAE | LBS |  | Bulungan
KB9 | 0 | SCHNEIDER | LBS |  | Bulungan
KB9 | 0 | SCHNEIDER | PB |  | Bulungan
KB9 | 0 | SCHNEIDER | CBO MOTORIZE |  | Bulungan
SN134 | 0 | EGA | PB |  | Bulungan
KB92A | C1.2016.W34.1.0027 | SCHNEIDER | LBS | 2016 | Bulungan
KB92A | C1.2016.W32.5.0015 | SCHNEIDER | LBS MOTORIZE | 2016 | Bulungan
KB92A | 0319.16.214.2016 | EGA | PB1 | 2016 | Bulungan
KB92N | C1.2016.W32.4.0050 | SCHNEIDER | LBS MOTORIZE | 2016 | Bulungan
KB92N | C1.2016.W34.1.0025 | SCHNEIDER | LBS | 2016 | Bulungan
KB452 | 0 | FLOUKIT M | B1 |  | Bulungan
KB252 | KB 252 - LBS 1 | SCHNEIDER | LBS MOTORIZED |  | Kebon Jeruk
KB252 | KB 252 - LBS 2 | SCHNEIDER | LBS MOTORIZED |  | Kebon Jeruk
KB101A | 6664 | FLUOKIT M | LBS | 1996 | Bulungan
KL56 | 0 | SCHNEIDER | LBS MOTORIZE |  | Bulungan
KB104 | 0 | SCHNEIDER | LBS |  | Bulungan
KB104 | 0 | SCHNEIDER | PB |  | Bulungan
KB104 | 0 | MG SM6 | PB |  | Bulungan
KB104 | 0 | SCHNEIDER | LBS |  | Bulungan
KB107 | 0 | SCHNEIDER | PB |  | Bulungan
KB107 | 0 | EGA | LBS MOTORIZE |  | Bulungan
KB107 | 0 | EGA | LBS |  | Bulungan
KB11 | KB 11 | ABB | PMT |  | Bulungan
KB11 | KB 11 | ABB | PB |  | Bulungan
KB11 | KB 11 | ABB | PMT |  | Bulungan
KB307 | 3108.13.BL.2013 | EGA | LBS | 2013 | Bulungan
KB111 | 0 | EGA | PB |  | Bulungan
KB111 | 0 | EGA | PB2 |  | Bulungan
KB111 | 0752.17.213 | EGA | LBS MOTORIZE | 2017 | Bulungan
KB111A | 0 | EGA | LBS |  | Bulungan
KB111A | 0 | EGA | PB |  | Bulungan
KB111A | 0 | EGA | LBS MOTORIZE |  | Bulungan
KB113N | 0344.21.214 | EGA | PB | 2021 | Bulungan
KB113N | 01581.21.213 | EGA | LBS MOTORIZE | 2021 | Bulungan
KB113N | 1580.21.213 | EGA | LBS MOTORIZE | 2021 | Bulungan
KB116 | 0 | EGA | PB |  | Bulungan
KB116 | 0 | EGA | LBS MOTORIZE |  | Bulungan
KB116 | 0 | SCHNEIDER | LBS MOTORIZE |  | Bulungan
GH0406 | 0 | SCHNEIDER | LBS |  | Bulungan
PG191 | PG 191 | EGA | PMT |  | Cempaka Putih
PG189 | PG 189 | KIT M24+ | LBS |  | Cempaka Putih
PG189 | PG 189 | MG | PGDB |  | Cempaka Putih
RM50 | RM 50 | SCHNEIDER | LBS | 2017 | Cempaka Putih
PG179 | PG 179 | SM 6 | PB |  | Cempaka Putih
PG178 | PG 178 | SM 6 | GI |  | Cempaka Putih
PG167 | PG 167 | SCHNEIDER | PB |  | Cempaka Putih
KB116 | 0 | SCHNEIDER | CBO MOTORIZE |  | Bulungan
KB207 | 0 | SCHNEIDER | LBS | 2016 | Bulungan
SN140 | 0 | EGA | LBS |  | Bulungan
KB208 | 0 | EGA | CBO MOTORIZE |  | Bulungan
MG110B | 0 | EGA | LBS MOTORIZE |  | Bulungan
KB208 | 0 | SCHNEIDER | PB |  | Bulungan
KB208 | 0 | SCHNEIDER | LBS MOTORIZE |  | Bulungan
KB208 | 0 | SCHNEIDER | LBS MOTORIZE |  | Bulungan
KB208 | 0 | SCHNEIDER | LBS MOTORIZE |  | Bulungan
JS145P | CV 744738-00020/013 | SIEMENS | LBS | 2006 | Pondok Gede
PD21 |  | ABB | PB |  | Pondok Gede
PD25 | CI-2015-W39-5-0016 | SCHNEIDER SM6 | LBS | 2015 | Pondok Gede
E181 | 22168/032/10/01/E6 | GAE | LBS | 2010 | Pondok Gede
E182 | 2265/032/10/0E6 | GAE | LBS | 2010 | Pondok Gede
E182 | 22716/032/10/02/E6 | GAE | PB | 2010 | Pondok Gede
E182 | 22673/032710/02E6 | GAE | PB | 2010 | Pondok Gede
JS22 |  | ABB | LBS |  | Pondok Gede
K73 | K 73 | EGA | LBS | 2017 | Cempaka Putih
K73 | K 73 | SCHNEIDER | LBS | 2017 | Cempaka Putih
KG127 |  | SCHNEIDER SM6 | PGC |  | Marunda
S11C | S 11C | FLUKIT M | PMT |  | Cempaka Putih
S11C | S 11C | FLUKIT M | PMT |  | Cempaka Putih
S34B | S 34B | EGA | PMT |  | Cempaka Putih
S34B | S 34B | EGA | PB |  | Cempaka Putih
E392 | 1704288 | EGA | LBS (MOTORIZE) | 2017 | Kramat Jati
E392 | 1204656 | EGA | PB TRAFO | 2017 | Kramat Jati
KCP9 | K 208 | EGA | KOPEL | 2019 | Cempaka Putih
TP92 | TP 92 | ABB | PMT |  | Cempaka Putih
TP92 | TP 92 | ABB | PMT |  | Cempaka Putih
TP92 | TP 92 | KIT 27,2 | PT |  | Cempaka Putih
TP92 | TP 92 | FLUKIT M | PGDB |  | Cempaka Putih
KM48 | KM 48 | KIT M | PMT |  | Cempaka Putih
KM48 | KM 48 | KIT M | PMT |  | Cempaka Putih
KM48 | KM 48 | MG | PGDB |  | Cempaka Putih
KM48 | KM 48 | ABB | PT |  | Cempaka Putih
KM48 | KM 48 | MG | B 1 |  | Cempaka Putih
KM49 | KM 49 | RM6 | PMT |  | Cempaka Putih
KM49 | KM 49 | RM6 | PB |  | Cempaka Putih
TP90 | TP 90 | EGA | PMT |  | Cempaka Putih
TP90 | TP 90 | SCHNEIDER SM6 | PMT |  | Cempaka Putih
D14N | D 14N - LBS 1 | FLOUKIT M | LBS MOTORIZED |  | Kebon Jeruk
D14N | D 14N - LBS 2 | ABB | LBS |  | Kebon Jeruk
TP90 | TP 90 | EGA | PB |  | Cempaka Putih
D14N | D 14N - PB 1 | FLOUKIT M | PB |  | Kebon Jeruk
D14N | D 14N - PB 2 | FLOUKIT M | PB |  | Kebon Jeruk
D34 | D 34 - LBS 1 | FLOUMATIC | LBS |  | Kebon Jeruk
D34 | D 34 - PB 1 | FLOUMATIC | PB |  | Kebon Jeruk
DT2 | 0036.21.213 | EGA | LBS-2 | 2021 | Lenteng Agung
PM258 | PM258 | SCHENEIDER | CBOG-1 |  | Lenteng Agung
DT2 | 960 | ULUSOY | CBO |  | Lenteng Agung
DT115 | 0311.17.210 | EGA | CBOG-1 |  | Lenteng Agung
DT23 | DT 23 | SCHENEIDER | LBS-1 |  | Lenteng Agung
DT23 | DT 23 | SCHENEIDER | LBS-2 |  | Lenteng Agung
TP77 | TP 77 | MERLIN GERLIN SM6 | PGC |  | Cempaka Putih
PG7 | PG 7 | EGA | PMT |  | Cempaka Putih
TP77 | TP 77 | MERLIN GERLIN SM6 | PT |  | Cempaka Putih
PG7 | PG 7 | EGA | PMT |  | Cempaka Putih
DT23 | DT 23 | FLUOKIT M | PT-1 |  | Lenteng Agung
PG13 | PG 13 | KIT 25 | PT |  | Cempaka Putih
PG15 | PG 15 | ABB | PB | 2011 | Cempaka Putih
RM60 | RM 60 | SM 6 | PMT |  | Cempaka Putih
RM60 | RM 60 | SM 6 | PB |  | Cempaka Putih
D76N | D 76N - LBS 1 | SCHNEIDER | LBS MOTORIZED |  | Kebon Jeruk
D76N | D 76N - LBS 2 | SCHNEIDER | CBOG |  | Kebon Jeruk
D76N | D 76N - PB 1 | SCHNEIDER | PB |  | Kebon Jeruk
PG16 | PG 16 | EGA | PB | 2017 | Cempaka Putih
PG16 | PG 16 | SCHNEIDER | LBS | 2017 | Cempaka Putih
PG16 | PG 16 | SCHNEIDER | LBS | 2014 | Cempaka Putih
D82A | D 82A - LBS 1 | SCHNEIDER | LBS |  | Kebon Jeruk
D82A | D 82A - LBS 2 | SCHNEIDER | LBS |  | Kebon Jeruk
D82A | D 82A - PB 1 | FLOUKIT M | PB |  | Kebon Jeruk
PG18 | PG 18 | SM 6 | PMT |  | Cempaka Putih
PG18 | PG 18 | SM 6 | PMT |  | Cempaka Putih
PG18 | PG 18 | SM 6 | PGC |  | Cempaka Putih
PG19 | PG 19 | KIT M24 | LBS |  | Cempaka Putih
PG19 | PG 19 | EGA | LBS | 2016 | Cempaka Putih
PG19 | PG 19 | EGA | PB | 2012 | Cempaka Putih
PG21 | PG 21 | EGA | PMT |  | Cempaka Putih
PG21 | PG 21 | SM6 | PMT |  | Cempaka Putih
PG21 | PG 21 | EGA | PB |  | Cempaka Putih
KB208 | 0 | SCHNEIDER | LBS MOTORIZE |  | Bulungan
MG110B | 0 | EGA | LBS MOTORIZE |  | Bulungan
MG110B | 0 | EGA | LBS MOTORIZE |  | Bulungan
KB215 | 0 | ABB | PB |  | Bulungan
KB215 | 0 | ABB | PMT |  | Bulungan
KB215 | 0 | ABB | PMT |  | Bulungan
MP168 | 0 | GAE | PB |  | Bulungan
KB218A | 0 | EGA | PB |  | Bulungan
KB218A | 0 | EGA | LBS |  | Bulungan
KB218B | 0 | SCHNEIDER | PB |  | Bulungan
KB218B | 0 | FLOUKIT M | LBS |  | Bulungan
KB218B | 0 | EGA | LBS MOTORIZE |  | Bulungan
KB218P | 0 | MERLIN GERIN | PB |  | Bulungan
KB218P | 0 | MERLIN GERIN | LBS |  | Bulungan
KB218P | 0 | EGA | LBS MOTORIZE |  | Bulungan
KB218P | 0 | SCHNEIDER | LBS |  | Bulungan
KB219 | 0 | ORMAZABAL | PMT |  | Bulungan
KB219 | 0 | ORMAZABAL | PB |  | Bulungan
KB219 | 0 | ORMAZABAL | PMT |  | Bulungan
KB21A | 0 | EGA | LBS |  | Bulungan
KB21A | 0 | EGA | LBS MOTORIZE |  | Bulungan
KB21A | 0 | ABB | PB |  | Bulungan
KB21A | 0 | ABB | CBO |  | Bulungan
SN120 | SN 120 | SCHNEIDER | PGC |  | Bulungan
MP196 | 0 | MERLIN GERIN | LBS MOTORIZE |  | Bulungan
KB259 | 0 | RETROFIT | PB |  | Bulungan
KB125 | 0 | EGA | PB |  | Bulungan
MP132 | 5901 | GAE | LBS |  | Bulungan
KB223 | 0 | KIT 27,2 | PB |  | Bulungan
KB223 | 0 | KIT 25 | PB | 2005 | Bulungan
KB223 | 0 | KIT 27,2 | PMT |  | Bulungan
KB223 | 0 | KIT 27,2 | PMT |  | Bulungan
KB168 | 0 | SCHNEIDER | LBS MOTORIZE |  | Bulungan
KB225 | 025555/106/11/01/EG2011 | GAE | LBS | 2011 | Bulungan
KB225 | 24221/103/11/01/EG2011 | GAE | LBS | 2011 | Bulungan
KB227 | - | TAMCO | PB |  | Bulungan
KB227 | - | TAMCO | PMT |  | Bulungan
KB227 | 33485421 | TAMCO | PMT |  | Bulungan
KB23 | KB 23 | KIT 25 | PMT |  | Bulungan
KB23 | 0 | FLOUKIT M | PGDB |  | Bulungan
KB23 | 0 | KIT 25 | PB |  | Bulungan
GH0406 | 0 | SCHNEIDER | LBS |  | Bulungan
KB23 | 0 | KIT 27 | PMT |  | Bulungan
KB234 | - | SCHNEIDER | LBS |  | Bulungan
MP38 | - | SCHNEIDER | LBS |  | Bulungan
KB234 | - | EGA | CBO MOTORIZE |  | Bulungan
KB234 | - | EGA | PB |  | Bulungan
KB235 | 0 | ABB | PB |  | Bulungan
KB235 | 0 | KIT 25 | PB |  | Bulungan
KB235 | 0 | ABB | LBS MOTORIZE |  | Bulungan
KB237 | 0 | FLUOKIT M | PMT |  | Bulungan
MP155 | 0 | SCHNEIDER | PMT |  | Bulungan
KB237 | 0 | FLUOKIT M | PMT |  | Bulungan
KB237 | 0 | FLUOKIT M | PB |  | Bulungan
KB24 | 0 | EGA | PMT |  | Bulungan
KB24 | 0 | EGA | LBS |  | Bulungan
KB24 | 0 | SCHNEIDER | LBS |  | Bulungan
KB24 | 0 | EGA | PB |  | Bulungan
KB24 | 0 | EGA | LBS MOTORIZE |  | Bulungan
KB24 | 0 | EGA | CBO |  | Bulungan
TD272 | 0 | SIEMENS | PB2 |  | Bulungan
KB24 | 0 | SCHNEIDER | LBS |  | Bulungan
KB602 | 0315-16-212 | EGA | LBS |  | Bulungan
KB241 | 545.12.BL | EGA | LBS MOTORIZE |  | Bulungan
KB241 | 277128F | EGA | PB |  | Bulungan
KB241 | 0 | MG SM6 | PGC |  | Bulungan
KB242 | 0 | SCHNEIDER | PMT |  | Bulungan
KB242 | 0 | ABB | PB |  | Bulungan
KB242 | 0 | SCHNEIDER | PMT |  | Bulungan
KB526 | - | OMAZABAL | LBS |  | Bulungan
SN133 | 3638.17.213/2017 | EGA | CBOM MOTORIZE | 2017 | Bulungan
KB526 | FH 1182375 | OMAZABAL | B1 |  | Bulungan
KB244 | 0 | SCHNEIDER | PMT |  | Bulungan
KB244 | 0 | SCHNEIDER | PMT |  | Bulungan
PG95 | PG 95 | KIT 27,2 | PT |  | Cempaka Putih
SN90 | 95202946 | MERLIN GERIN | PMT |  | Bulungan
SN90 | 9520314 | MERLIN GERIN | PMT |  | Bulungan
SN90 | 59503642 | MERLIN GERIN | PT |  | Bulungan
KB376 | 0330.16.212 | EGA | LBS MOTORIZE | 2016 | Bulungan
KB376 | 0920.16.213 | EGA | LBS | 2016 | Bulungan
KB376 | 0286.16.216 | EGA | CBO MOTORIZE | 2016 | Bulungan
KB598 | CI-2015-W26-4-0026 | SCHNEIDER | LBS | 2015 | Bulungan
KB376 | 1782.16.213 | EGA | LBS | 2016 | Bulungan
KB380 | 130082 | ABB | PMT |  | Bulungan
KB380 | 14 | ABB | PB | 2002 | Bulungan
KB380 | 130158 | ABB | PMT |  | Bulungan
KB381 | 0 | EGA | LBS |  | Bulungan
KB381 | 0 | EGA | LBS MOTORIZE |  | Bulungan
KB381 | 0 | SCHNEIDER | PB |  | Bulungan
KB381 | 0 | SCHNEIDER | PB |  | Bulungan
KL233 | CI-2014-W48-2-0034 | SCHNEIDER | LBS | 2014 | Bulungan
KB385 | 0 | FLOUKIT M | PMT |  | Bulungan
PP34 | 16654313.BF | EGA | PB2 |  | Bulungan
KB385 | 0 | SCHNEIDER | PB |  | Bulungan
KB385 | 0 | FLOUKIT M | PMT |  | Bulungan
KB39 | 0 | SCHNEIDER | LBS |  | Bulungan
KB39 | 0 | SCHNEIDER | LBS MOTORIZE |  | Bulungan
KB39 | 0 | EGA | PB |  | Bulungan
KB390 | 0 | Schneider | PB2 |  | Bulungan
KB390 | 0 | Schneider | PB1 |  | Bulungan
KB390 | 0 | EGA MOTORIZE | PMT |  | Bulungan
KB390 | 0 | EGA MOTORIZE | PMT |  | Bulungan
KB391 | 0 | ABB | PGDB |  | Bulungan
KB391 | 0 | ABB | PMT |  | Bulungan
KB391 | 0 | ABB | PMT |  | Bulungan
KB391 | 0 | ABB | PT |  | Bulungan
KB391 | 0 | ABB | B1 |  | Bulungan
KB93B | 0 | GAE | CBO |  | Bulungan
KB392 | 6785 | FLUOKIT.M | LBS |  | Bulungan
KB392 | 7135 | FLUOKIT.M | LBS |  | Bulungan
KB392 | 0 | ABB | PMT |  | Bulungan
KB392 | 0 | SCHNEIDER | LBS MOTORIZE |  | Bulungan
KB392 | 1145 | FLUOKIT.M | LBS |  | Bulungan
KB392 | 991 | FLUOKIT.M | LBS |  | Bulungan
KB392 | 0 | ABB | PB |  | Bulungan
KB392 | 0 | ABB | PB |  | Bulungan
KB394 | 0 | SIEMENS | PMT |  | Bulungan
KB394 | 5829016 | SIEMENS | PB | 1991 | Bulungan
KB394 | 0 | SIEMENS | PMT |  | Bulungan
KB395 | 0266.16.214.2016 | EGA | PB | 2016 | Bulungan
KB395 | 0 | SCHNEIDER | LBS |  | Bulungan
KB395 | C1.2017.W22.5.0034 | SCHNEIDER | LBS | 2017 | Bulungan
KB396 | 0 | GAE | PB |  | Bulungan
KB396 | 0 | GAE | PMT |  | Bulungan
KB396 | 0 | GAE | PMT |  | Bulungan
KB399 | 2898.17.213/2017 | EGA | LBS MOTORIZE | 2017 | Bulungan
PP145 | 1702475/2017 | EGA | LBS | 2017 | Bulungan
KB399 | 3650.17.213/2017 | EGA | LBS MOTORIZE | 2017 | Bulungan
KB399 | 1609.17.234/2017 | EGA | CBOM MOTORIZE | 2017 | Bulungan
PP145 | 1701395/2017 | EGA | LBS MOTORIZE | 2017 | Bulungan
KB400 | 01588.21.213 | EGA | LBS MOTORIZE | 2021 | Bulungan
KB400 | 1349.21.213 | EGA | LBS MOTORIZE | 2021 | Bulungan
KB581 | 0 | EGA | LBS |  | Bulungan
KB401 | 5093 | SIEMENS | PB |  | Bulungan
KB401 | 0 | SIEMENS | PMT |  | Bulungan
KB401 | 0 | SIEMENS | PMT |  | Bulungan
KB402 | 0 | FLUOMATIC | PB |  | Bulungan
KB402 | C1-2018-W31-6-0007 | SCHNEIDER | CBOM MOTORIZE | 2018 | Bulungan
KB402 | 1668 | FLUOKIT M | PB |  | Bulungan
KB402 | 1708342/2017 | EGA | LBS MOTORIZE | 2017 | Bulungan
KB405 | 0 | MERLIN GERIN | PGDB |  | Bulungan
JR158 | 1114.17.212 | EGA | LBS | 2017 | Pondok Gede
E44I |  | GAE | PB |  | Pondok Gede
DK195 | 501670294/1001-005 | ABB | LBS | 2016 | Cengkareng
DK195 | 501670294/1011-016 | ABB | LBS | 2016 | Cengkareng
KDR87 | 27003-075-12-01-EG | GAE | LBS | 2012 | Cengkareng
DK196 | - | MG SM6 | LBS |  | Cengkareng
DK196 | - | MG SM6 | LBS |  | Cengkareng
DK196 | 59504357 | MG SM6 | PB1 |  | Cengkareng
DK198 | - | MG | LBS |  | Cengkareng
DK198 | - | EGA | CBO |  | Cengkareng
DK198 | - | MG | PT |  | Cengkareng
DK198 | - | MG | PGC |  | Cengkareng
DK199 | C1-2017-W05-1-0037 | SCHINEIDER | PB | 2017 | Cengkareng
DK199 | C1-2018-W29-4-004 | SCHNEIDER | LBS | 1996 | Cengkareng
DK199 | C1-2018-W35-5-0042 | SCHNEIDER | LBS |  | Cengkareng
DK1A | - | FLUOMATIC | PB1 |  | Cengkareng
DK1A | - | FLUOMATIC | PB2 |  | Cengkareng
DK2 | 2261824 | EGA | PB | 2018 | Cengkareng
DK2 | 13.1842 | ABB | LBS | 2013 | Cengkareng
DK2 | 13.1746 | ABB | LBS | 2013 | Cengkareng
DK20 | - | SCHNEIDER | LBS | 2016 | Cengkareng
DK20 | - | SCHNEIDER | LBS | 2016 | Cengkareng
DK20 | - | SCHNEIDER | PGC | 2016 | Cengkareng
DK203 | CI-2014-W12-2-0022 | SCHNEIDER | PGC | 2014 | Cengkareng
DK203 | C1-2017-W18-2-0016 | SCHNEIDER | LBS | 2017 | Cengkareng
DK203 | - | SCHNEIDER | LBS |  | Cengkareng
DK204 | T7300555599-0104 | SIEMENS | LBS | 2018 | Cengkareng
DK204 | T7300555599-0082 | SIEMENS | LBS | 2018 | Cengkareng
DK204 | T7300555599-0087 | SIEMENS | PB1 | 2018 | Cengkareng
DK204 | T7300555599-0078 | SIEMENS | PB2 | 2018 | Cengkareng
DK208 | CI-2013-W46-2-0035 | SCHINEIDER | LBS | 2013 | Cengkareng
DK208 | IEC62271-200 | ABB | LBS |  | Cengkareng
DK208 | 13.0468 | ABB | PB | 2013 | Cengkareng
PG22 | 1079.17.212 | EGA | LBS | 2017 | Cempaka Putih
PG22 | 0860.17.216 | EGA | LBS | 2017 | Cempaka Putih
PG22 | 1097.17.214 | EGA | PB | 2017 | Cempaka Putih
D82N | D 82N - LBS 1 | SCHNEIDER | LBS |  | Kebon Jeruk
D82N | D 82N - LBS 2 | SCHNEIDER | LBS |  | Kebon Jeruk
D82N | D 82N - PB 1 | SCHNEIDER | PB |  | Kebon Jeruk
DT28A | 0020.21.234 | EGA | LBS-1 | 2021 | Lenteng Agung
TP42 | TP 42 | ABB UNISWITCH | PB 3 |  | Cempaka Putih
K56 | K 56 | KIT M | PMT |  | Cempaka Putih
K56 | K 56 | KIT M | PMT |  | Cempaka Putih
K56 | K 56 | KIT M | PB |  | Cempaka Putih
PS65 | PS 65 | FLUKIT M | PB |  | Cempaka Putih
K73 | K 73 | EGA | PB | 2017 | Cempaka Putih
PS72 | PS 72 | EGA | PMT |  | Cempaka Putih
K103N | K 103N | MG | LBS |  | Cempaka Putih
K103N | K 103N | MG | PB |  | Cempaka Putih
K103N | K 103N | MG | LBS |  | Cempaka Putih
K172 | K 172N | SM 6 | PMT |  | Cempaka Putih
K172 | K 172N | SM 6 | PMT |  | Cempaka Putih
K172 | K 172N | SM 6 | PB |  | Cempaka Putih
K173 | K 173 | KIT 25 | PMT |  | Cempaka Putih
K173 | K 173 | KIT 25 | PMT |  | Cempaka Putih
K173 | K 173 | KIT 25 | PB |  | Cempaka Putih
K173 | K 173 | KIT 25 | PB |  | Cempaka Putih
TP94 | TP 94 | FLUOKIT M C410 | PMT |  | Cempaka Putih
K176 | K 176 | SCHNEIDER | PB | 2018 | Cempaka Putih
K174 | K 174 | EGA | PMT |  | Cempaka Putih
K174 | K 174 | EGA | PMT |  | Cempaka Putih
K174 | K 174 | SM 6 | PB I |  | Cempaka Putih
K174 | K 174 | SM 6 | PB |  | Cempaka Putih
K176 | K 176 | EGA | LBS | 2017 | Cempaka Putih
K176 | K 176 | EGA | LBS | 2017 | Cempaka Putih
K177 | K 177 | KIT 25 | LBS |  | Cempaka Putih
K177 | K 177 | KIT 25 | LBS |  | Cempaka Putih
K177 | K 177 | KIT 25 | PB |  | Cempaka Putih
K207 | K 207 | FLUMATIC | PMT |  | Cempaka Putih
K64B | K 64B | SCHNEIDER SM6 | PB |  | Cempaka Putih
K83 | K 83 | SCHNEIDER SM6 | PMT |  | Cempaka Putih
K85B | K 85B | FLUKIT M | PMT |  | Cempaka Putih
K85B | K 85B - PB1 | FLUKIT M | PMT |  | Cempaka Putih
K111 | K 111 | SCHNEIDER SM6 | PMT |  | Cempaka Putih
K112 | K 112 | FLUMATIC | PB 2 |  | Cempaka Putih
PG2 | PG2 | SM6 | KOSONG |  | Cempaka Putih
TP105P | TP 105P | ABB SAFEPLUS | PMT |  | Cempaka Putih
K138 | K 246 | SCHNEIDER | CBOM | 2018 | Cempaka Putih
K247 | K 247 | EGA | PMT |  | Cempaka Putih
K250 | K 250 | VEI | PMT |  | Cempaka Putih
K250 | K 250 | VEI | PB |  | Cempaka Putih
PS2N | PS 2 | SCHNEIDER SM6 | PMT |  | Cempaka Putih
KCP2 | KCP2 | SM6 | PGC |  | Cempaka Putih
PS23 | PS 23 | MG SM6 | PMT |  | Cempaka Putih
PS23 | PS 23 | MG SM6 | PT |  | Cempaka Putih
PS23 | PS 23 | MG SM6 | PGDB |  | Cempaka Putih
PS23 | PS 23 | MG SM6 | B 1 |  | Cempaka Putih
PS31 | PS 31 | EGA | PMT |  | Cempaka Putih
PS32 | PS 32 | SCHNEIDER SM6 | PMT |  | Cempaka Putih
PS32 | PS 32 | EGA | PB |  | Cempaka Putih
PS33 | PS 33 | EGA | PMT |  | Cempaka Putih
PS33 | PS 33 | EGA | PB 1 |  | Cempaka Putih
PS34 | PS 34 | EGA | PMT |  | Cempaka Putih
PS34 | PS 34 | EGA | PMT |  | Cempaka Putih
PS37 | PS 37 | EGA | PMT |  | Cempaka Putih
PS37 | PS 37 | EGA | PB |  | Cempaka Putih
PG419 | PG419 | EGA | LBS | 2015 | Cempaka Putih
PS39 | PS 39 | SCHNEIDER SM6 | PMT |  | Cempaka Putih
PS39 | PS 39 | SCHNEIDER SM6 | PB |  | Cempaka Putih
PS40 | PS 40 | ABB | PMT |  | Cempaka Putih
PS40 | PS 40 | ABB | PMT |  | Cempaka Putih
PS40 | PS 40 | ABB | PB |  | Cempaka Putih
PS41 | PS 41 | EGA | PMT |  | Cempaka Putih
PS41 | PS 41 | EGA | PB |  | Cempaka Putih
KD109 | CI-2018-W33-1-0008 | SCHNEIDER | LBS | 2012 | Pondok Kopi
KD109 | 12.1484 | ABB | LBS | 2012 | Pondok Kopi
KD109 | 12.1583 | ABB | PB | 2012 | Pondok Kopi
KG407 |  | GAE GDSA | PGC |  | Marunda
PG168 | PG 168 | SCHNEIDER | LBS | 2016 | Cempaka Putih
PG168 | PG 168 | SCHNEIDER | PB | 2017 | Cempaka Putih
PG170 | PG 170 | SCHNEIDER | CBOG | 2019 | Cempaka Putih
PG174 | PG 174 | EGA | PGC |  | Cempaka Putih
PG98 | PG 98 | SCHNEIDER | CBOM | 2018 | Cempaka Putih
PG173 | PG 173 | SM 6 | CBOG |  | Cempaka Putih
PG165 | PG 165 | FLUMATIC | PMT |  | Cempaka Putih
PG98 | PG 98 | SCHNEIDER | CBOM | 2018 | Cempaka Putih
PG132 | PG 132 | SM6 | PGC |  | Cempaka Putih
PG165 | PG 165 | DELLE ASTHOM | PGDB |  | Cempaka Putih
PG132 | PG 132 | SM 6 | PMT |  | Cempaka Putih
PG165 | PG 165 | DELLE ASTHOM | PT |  | Cempaka Putih
MP196 | 0 | MERLIN GERIN | LBS MOTORIZE |  | Bulungan
PM284 | - | EGA | PB |  | Bulungan
KB526 | - | OMAZABAL | LBS |  | Bulungan
KB246 | 0 | EGA | PB |  | Bulungan
KB246 | 0 | EGA | LBS MOTORIZE |  | Bulungan
KB246 | 0 | EGA | LBS MOTORIZE |  | Bulungan
KB247A | 2184.13.BL.2013 | EGA | LBS MOTORIZE | 2013 | Bulungan
KB247A | 1379.13.BF.2013 | EGA | PB | 2013 | Bulungan
KB247A | 2182.13.BL.2013 | EGA | LBS MOTORIZE | 2013 | Bulungan
KB248 | 0 | ABB | PB |  | Bulungan
KB248 | 0 | ABB | PMT |  | Bulungan
KB248 | 0 | ABB | PMT |  | Bulungan
KB249 | 0 | EGA | LBS MOTORIZE |  | Bulungan
KB249 | 0 | EGA | LBS MOTORIZE |  | Bulungan
KB249 | 0 | EGA | PB |  | Bulungan
PG85 | PG 85 | KIT 25 | PT |  | Cempaka Putih
PG85 | PG 85 | KIT 25 | PB |  | Cempaka Putih
PG85 | PG 85 | KIT 25 | PB |  | Cempaka Putih
PG336 | PG 336 | MG | PT |  | Cempaka Putih
PG336 | PG 336 | MG | PGDB |  | Cempaka Putih
PG6B | PG 6B | SCHNEIDER | CBOG | 2019 | Cempaka Putih
PG332 | PG 332 | SM6 | PMT |  | Cempaka Putih
PG86 | PG 86 | KIT 25 | PMT |  | Cempaka Putih
PG332 | PG 332 | SM6 | PGC |  | Cempaka Putih
PG86 | PG 86 | KIT 25 | PMT |  | Cempaka Putih
PG86 | PG 86 | SM 6 | PGC |  | Cempaka Putih
PG86 | PG 86 | KIT M | PT |  | Cempaka Putih
PG88 | PG 88 | EGA | PMT |  | Cempaka Putih
PG88 | PG 88 | EGA | PMT |  | Cempaka Putih
PG88 | PG 88 | SM 6 | PB |  | Cempaka Putih
PG329 | PG 329 | MG KUNING | B1 |  | Cempaka Putih
PG297 | PG 297 | MG KUNING | PMT |  | Cempaka Putih
PG297 | PG 297 | MG KUNING | PB |  | Cempaka Putih
PG298 | PG 298 | KIT M | PMT |  | Cempaka Putih
PG328 | PG 328 | SM 6 | PMT |  | Cempaka Putih
PG298 | PG 298 | SM6 | PGC |  | Cempaka Putih
PG328 | PG 328 | SM 6 | PGC |  | Cempaka Putih
PG298 | PG 298 | KIT M | PT |  | Cempaka Putih
PG326 | PG 326 | KIT M | PMT |  | Cempaka Putih
PG326 | PG 326 | KIT M | PB |  | Cempaka Putih
PG326 | PG 326 | KIT M | PT |  | Cempaka Putih
PG299 | PG 299 | EGA | PMT |  | Cempaka Putih
PG299 | PG 299 | GAE | PB |  | Cempaka Putih
PG322 | PG 322 | SCHNEIDER | LBS | 2019 | Cempaka Putih
PG300 | PG 300 | SM6 | PMT |  | Cempaka Putih
PG322 | PG 322 | MG | LBS |  | Cempaka Putih
PG300 | PG 300 | SM6 | PGDB |  | Cempaka Putih
PG300 | PG 300 | SM6 | PT |  | Cempaka Putih
PG300 | PG 300 | FLUOKIT M | B 1 |  | Cempaka Putih
PG88A | PG 88A | SM 6 | PMT |  | Cempaka Putih
PG88A | PG 88A | SM6 | PMT |  | Cempaka Putih
PG88A | PG 88A | SM 6 | PB |  | Cempaka Putih
PG303 | PG 303 | SCHNEIDER | LBS | 2016 | Cempaka Putih
PG303 | PG 303 | SCHNEIDER | CBOM | 2016 | Cempaka Putih
PG89 | PG 89 | SM 6 | PMT |  | Cempaka Putih
PG38 | PG 38 | KIT 25 | PMT |  | Cempaka Putih
PG38 | PG 38 | SM6 | PMT |  | Cempaka Putih
PG38 | PG 38 | KIT M | PGDB |  | Cempaka Putih
KB405 | 0 | MG SM6 | PMT |  | Bulungan
KB405 | 0 | MERLIN GERIN | B1 |  | Bulungan
KB405 | 0 | MERLIN GERIN | PT |  | Bulungan
KB405 | 0 | MERLIN GERIN | PGDB |  | Bulungan
KB405 | 0 | MERLIN GERIN | PT |  | Bulungan
KB405 | 0 | MERLIN GERIN | PMT |  | Bulungan
KB405 | 0 | MERLIN GERIN | B1 |  | Bulungan
KB406 | 0 | FLUOKIT M | LBS |  | Bulungan
KB406 | 0 | ABB | PB |  | Bulungan
KB406 | 0 | FLUOKIT M | LBS |  | Bulungan
KB408 | CI 2018.W13.1.0012/2018 | SCHNEIDER | PB | 2018 | Bulungan
KB408 | CI 2018.W13.4.0007/2018 | SCHNEIDER | LBS | 2018 | Bulungan
KB408 | CI 2018.W13.1.0023/2018 | SCHNEIDER | LBS MOTORIZE | 2018 | Bulungan
KB408 | CI 2018.W08.5.0128/2018 | SCHNEIDER | CBOM MOTORIZE | 2018 | Bulungan
PP145 | 016112835/2017 | EGA | CBOM MOTORIZE | 2017 | Bulungan
KB409 | 0922-21 | ULLUSOY | PMT | 2021 | Bulungan
KB409 | 0920-21 | ULLUSOY | PMT | 2021 | Bulungan
KB409 | 1029-21 | ULLUSOY | PB | 2021 | Bulungan
KB410 | 9248781 | MGM6 | PMT |  | Bulungan
KB410 | 9328020 | MGM6 | B1 |  | Bulungan
KB410 | 9110613 | MGM6 | PB |  | Bulungan
KB410 | 9312393 | MGM6 | PT |  | Bulungan
KB410 | 93131521 | MGM6 | PGDB |  | Bulungan
KB410 | 9329026 | MGM6 | PMT |  | Bulungan
KB411 | 0368.18.234/2018 | EGA | CBOM MOTORIZE | 2018 | Bulungan
KB411 | 2733.17.213/2017 | EGA | LBS MOTORIZE | 2017 | Bulungan
KB414 | 440 | FLOUKIT.M | LBS |  | Bulungan
KB414 | 975 | FLOUKIT.M | PB |  | Bulungan
KB414 | 1024 | FLOUKIT.M | LBS |  | Bulungan
KB416 | 430 | FLUOKIT M | LBS |  | Bulungan
KB416 | 2308 | FLUOKIT M | LBS |  | Bulungan
KB416 | 870 | FLUOKIT M | PB |  | Bulungan
KB416 | 2815 | FLUOKIT M | B1 |  | Bulungan
KB416 | 814 | FLUOKIT M | PB |  | Bulungan
KB416 | 716 | FLUOKIT M | PT |  | Bulungan
KB416 | 0 | FLUOKIT M | PGDB |  | Bulungan
KB418 | 0 | SCHNEIDER | CBO |  | Bulungan
KB418 | 0 | GAE | LBS |  | Bulungan
KB418 | 0 | SCHNEIDER | LBS |  | Bulungan
MP173 | 0 | SCHNEIDER | PMT |  | Bulungan
MP173 | 0 | SCHNEIDER | PMT |  | Bulungan
KB419 | 0 | SCHNEIDER | CBOM MOTORIZE |  | Bulungan
KB419 | 0 | SCHNEIDER | PMT |  | Bulungan
KB452 | 0 | FLOUKIT M | LBS |  | Bulungan
KB452 | 1952 | FLOUKIT M | LBS | 1995 | Bulungan
KB452 | 0 | FLOUKIT M | PT |  | Bulungan
KB452 | 5246 | FLOUKIT M | LBS | 1995 | Bulungan
KB452 | 0 | FLOUKIT M | PGDB |  | Bulungan
KB452 | 0 | FLOUKIT M | PT |  | Bulungan
KB452 | 0 | FLOUKIT M | LBS |  | Bulungan
KB452 | 0 | FLOUKIT M | LBS |  | Bulungan
MP210 | 0067.15.211.2015 | EGA | PB |  | Bulungan
KB454 | 0 | SCHNEIDER | PB |  | Bulungan
KB454 | 0 | SCHNEIDER | LBS |  | Bulungan
KB454 | 0 | SCHNEIDER | LBS |  | Bulungan
KB457 | 0005-21 | ULLUSOY | CBO MOTORIZE | 2021 | Bulungan
KB457 | 9606107 | MERLIN GERIN | LBS |  | Bulungan
KB457 | 9606737 | MERLIN GERIN | PB |  | Bulungan
TD434 | 0 | FLOUKIT M | PB |  | Bulungan
KL237 | 2558.17.213/2017 | EGA | LBS MOTORIZE | 2017 | Bulungan
KB458 | 0 | SIEMENS | LBS |  | Bulungan
KL237 | 1660.17.212/2017 | EGA | LBS | 2017 | Bulungan
KB458 | 0 | SIEMENS | LBS |  | Bulungan
KB458 | 0 | SIEMENS | PGC |  | Bulungan
KB459 | 0 | MERLIN GERIN | PMT |  | Bulungan
KB459 | 826 | FLUOKIT M | PB | 1996 | Bulungan
KB459 | 0 | MERLIN GERIN | PMT |  | Bulungan
KB46 | 0 | SCHNEIDER | CBO | 2012 | Bulungan
KB46 | 0 | SCHNEIDER | LBS | 2012 | Bulungan
KB46 | 0 | SCHNEIDER | PMT | 2012 | Bulungan
KB464 | 1020 | FLUOKIT M | PB |  | Bulungan
KB464 | 1236.21.213 | EGA | LBS MOTORIZE |  | Bulungan
KB584 | 0 | EGA | LBS |  | Bulungan
KB464 | 1251.21.213 | EGA | LBS MOTORIZE |  | Bulungan
KB467 | 812243-000340 | SIEMENS | PMT | 2011 | Bulungan
KB467 | 812243-000320 | SIEMENS | PB | 2011 | Bulungan
KB467 | 812243-000420 | SIEMENS | PMT | 2011 | Bulungan
KB468 | 0 | MG SM 6 | LBS |  | Bulungan
KB468 | 1025.18.214 | EGA | PB | 2018 | Bulungan
KB468 | 0 | MG SM 6 | LBS |  | Bulungan
KB476 | 0 | EGA | PB |  | Bulungan
DK208 | 13.0923 | ABB | PB | 2013 | Cengkareng
DK209P | - | SCHNEIDER | LBS |  | Cengkareng
DK209P | - | SCHNEIDER | LBS |  | Cengkareng
DK209P | - | SCHNEIDER | PB |  | Cengkareng
DK21 | - | SCHNEIDER | PGC |  | Cengkareng
DK21 | - | EGA | PGC |  | Cengkareng
DK21 | - | EGA | LBS |  | Cengkareng
DK21 | - | EGA | LBS |  | Cengkareng
DK211 | CI-2019-W26-3-0010 | SCHINEIDER | LBS | 2019 | Cengkareng
DK211 | Nomor Seri. 1287.21.213 | EGA | LBS MOTORIZE | 2021 | Cengkareng
DK16 | - | KIT 27,2 | PGDB |  | Cengkareng
TA135 | - | FLUOKIT M | PB2 |  | Cengkareng
DK214 | 5610 | FLUOKIT M | LBS | 1996 | Cengkareng
DK214 | 2192 | FLUOKIT M | LBS | 2003 | Cengkareng
DK214 | 5711 | FLUOKIT M | PB | 1996 | Cengkareng
DK215 | - | SCHNEIDER | PMT |  | Cengkareng
DK215 | - | SCHNEIDER | CBO |  | Cengkareng
DK215 | - | SCHNEIDER | PGC |  | Cengkareng
DK217 | 0202.17.212 | EGA | LBS | 2017 | Cengkareng
DK217 | 13.1039 | ABB | LBS MOT | 2013 | Cengkareng
DK217 | 1012.172.12 | EGA | LBS | 2017 | Cengkareng
DK217 | CI-2018-W30-2-0041 | SCHINEIDER | PGC | 2018 | Cengkareng
DK218 | C1-2018-W30-3-0046 | SCHINEIDER | LBS MOTORIZE | 2018 | Cengkareng
DK218 | C1-2018-W35-4-0047 | SCHINEIDER | LBS MANUAL | 2018 | Cengkareng
TG141 | 0418.17.213 | EGA | LBS |  | Cengkareng
DK218 | C1-2018-W30-3-0046 | SCHINEIDER | PGC | 2018 | Cengkareng
DK219P | 5016702941001-004 | ABB | LBS | 2016 | Cengkareng
DK219P | 5016702941011-008 | ABB | PMT | 2016 | Cengkareng
DK219P | 5016702941021-015 | ABB | PB | 2016 | Cengkareng
DK221 | 1702829 | EGA | LBS |  | Cengkareng
DK221 | 1702860 | EGA | LBS |  | Cengkareng
DK221 | 1702100 | EGA | LBS | - | Cengkareng
DK221 | 1610442 | EGA | PGC |  | Cengkareng
DK222 | LVZN230485 | UNI SWITCH | LBS | 2000 | Cengkareng
DK222 | LVZN230483 | UNI SWITCH | LBS | 2000 | Cengkareng
DK222 | 9517303L | MG Vercors M6 | PT |  | Cengkareng
DK222 | - | MG Vercors M6 | PGC |  | Cengkareng
DK223P | 3477.13.BL | EGA | LBS | 2013 | Cengkareng
DK223P | 1548.13.BL | EGA | LBS | 2013 | Cengkareng
DK223P | 0131.15.214 | EGA | PB | 2015 | Cengkareng
DK227 | C1-2019-W39-2-1406 | SCHINEIDER | LBS | 2019 | Cengkareng
DK227 | C1-2019-W43-1-1402 | SCHINEIDER | PB | 2019 | Cengkareng
DK25 |  | ABB | PMT |  | Cengkareng
DK227 | C1-2019-W43-5-1404 | SCHINEIDER | LBS | 2019 | Cengkareng
DK228 | CI-2020-W04-3-0005 | SCHINEIDER | LBS MOT | 2020 | Cengkareng
DK228 | CI-2019-W21-1-0078 | SCHINEIDER | PB | 2019 | Cengkareng
DK228 | CI-2019-W20-3-0073 | SCHINEIDER | PB | 2019 | Cengkareng
DK229 | 175317234 | EGA | LBS CBO | 2017 | Cengkareng
DK229 | T73005442627-32 | SIEMENS | LBS | 2017 | Cengkareng
DK229 | T73005442541-88 | SIEMENS | PGC | 2017 | Cengkareng
DK231 | - | MERLIN | PMT |  | Cengkareng
DK231 | - | MERLIN | PB |  | Cengkareng
DK231 | - | MERTIN | LBS |  | Cengkareng
DK239 | 10018 | FLUOKIT M | LBS | 2006 | Cengkareng
DK239 | 10019 | FLUOKIT M | LBS | 2006 | Cengkareng
DK239 | 2788 | FLUOKIT M | PB | 2006 | Cengkareng
DK240 | - | ABB | LBS |  | Cengkareng
DK240 | - | ABB | LBS |  | Cengkareng
DK240 | - | EGA | PB |  | Cengkareng
DK242P | - | EGA | PB |  | Cengkareng
DK242P | - | SCHNEIDER | LBS MOT |  | Cengkareng
DK242P | - | SCHNEIDER | LBS |  | Cengkareng
DK244 | IV2N23135IM011 | UNI SWITCH | LBS | 2003 | Cengkareng
DK244 | IV2N23135IM0105 | UNI SWITCH | LBS | 2003 | Cengkareng
DK244 | 519350024 | MG | PGC |  | Cengkareng
DK247 | 20040100 | ABB | LBS | 2004 | Cengkareng
DK247 | 20040105 | ABB | LBS | 2004 | Cengkareng
DK217 | - | ABB | LBS MOT |  | Cengkareng
DK217 | - | ABB | LBS MOT |  | Cengkareng
DK247 | 200440114 | ABB | PGC | 2004 | Cengkareng
DK250P | T7300511492-026000/002 | SIEMENS | LBS MANUAL | 2017 | Cengkareng
DK250P | T7300511492-025000/002 | SIEMENS | LBS MANUAL | 2017 | Cengkareng
CK201 |  | ORMAZABAL | PT |  | Marunda
GH0148 |  | GAE | CBOM |  | Marunda
PS42 | PS 42 | EGA | PMT |  | Cempaka Putih
PS42 | PS 42 | EGA | PB |  | Cempaka Putih
PS42A | PS 42A | EGA | PMT |  | Cempaka Putih
PS42A | PS 42A | SCHNEIDER SM6 | PGC |  | Cempaka Putih
PS42A | PS 42A | EGA | PB |  | Cempaka Putih
PS43 | PS 43 | SCHNEIDER SM6 | PMT |  | Cempaka Putih
PS43 | PS 43 | SCHNEIDER SM6 | PB |  | Cempaka Putih
PS44 | PS 44 | SCHNEIDER SM6 | PMT |  | Cempaka Putih
PS44 | PS 44 | EGA | PB 1 |  | Cempaka Putih
PG419 | PG419 | SCHNEIDER | CBOM | 2019 | Cempaka Putih
PG427 | PG427 | ULUSOY | CBOG |  | Cempaka Putih
K42B | 302.12.BF | EGA | PB | 2012 | Cempaka Putih
PS49 | PS 49 | EGA | PMT |  | Cempaka Putih
PS52 | PS 52 | ULUSOY | PMT |  | Cempaka Putih
PS52 | PS 52 | KIT 25 | PT |  | Cempaka Putih
MN34 | 500411660/6011-02 | ABB SAFEPLUS | LBS | 2011 | Pondok Gede
MN34 | 500411660/9321-06 | ABB SAFEPLUS | PB | 2011 | Pondok Gede
MN6 | 1847.18.213 | EGA | LBS MOTORISED | 2018 | Pondok Gede
E102F | 0272.18.214 | EGA | LBS | 2018 | Pondok Gede
PD20 | CV 06-5147/023 | SIEMENS | LBS | 1993 | Pondok Gede
PD20 | CV 06-5147/023 | SIEMENS | LBS | 1993 | Pondok Gede
PD20 | CV 06-5147/023 | SIEMENS | PB | 1993 | Pondok Gede
PD21 |  | ABB | LBS |  | Pondok Gede
PD25 | CI-2016-W7-4-0055 | SCHNEIDER | PB | 2016 | Pondok Gede
PD26 | 13.0237 | ABB | LBS | 2016 | Pondok Gede
PD26 | 13.0225 | ABB | LBS | 2013 | Pondok Gede
PD30 | CV 06-5142/034 | SIEMENS | LBS | 1993 | Pondok Gede
PD30 | CV 06-5142/034 | SIEMENS | LBS | 1993 | Pondok Gede
PD30 | CV 06-5142/034 | SIEMENS | PB | 1993 | Pondok Gede
PG38 | PG 38 | KIT M | PT |  | Cempaka Putih
PG38 | PG 38 | KIT 25 | PB |  | Cempaka Putih
PG39 | PG 39 | SM6 | PMT |  | Cempaka Putih
PG39 | PG 39 | SM6 | PMT |  | Cempaka Putih
PG39 | PG 39 | SM6 | PGC |  | Cempaka Putih
PG40 | PG 40 | SCHNEIDER | LBS | 2017 | Cempaka Putih
PG40 | PG 40 | SCHNEIDER | LBS | 2017 | Cempaka Putih
PG40 | PG 40 | SCHNEIDER | PB | 2017 | Cempaka Putih
PG400 | PG 40 | SCHNEIDER | LBS | 2016 | Cempaka Putih
PG41 | GI | EGA | LBS |  | Cempaka Putih
RM49 | RM 49 | EGA | CBOG | 2017 | Cempaka Putih
RM48 | RM 48 | EGA | CBOG | 2017 | Cempaka Putih
RM48 | RM 48 | EGA | LBS | 2017 | Cempaka Putih
RM47 | RM 47 | KIT M24 | LBS | 1992 | Cempaka Putih
RM47 | RM 47 | SCHNEIDER | LBS | 2017 | Cempaka Putih
RM47 | RM 47 | KIT M24 | PT | 1995 | Cempaka Putih
RM47 | RM 47 | KIT M24 | PGDB | 1995 | Cempaka Putih
RM47 | RM 47 | KIT M24 | PB | 1995 | Cempaka Putih
RM45 | RM 45 | SM 6 | PMT |  | Cempaka Putih
RM45 | RM 45 | SM 6 | PB |  | Cempaka Putih
RM42 | RM 42 | MG | PMT |  | Cempaka Putih
RM41 | RM 41 | SCHNEIDER | LBS |  | Cempaka Putih
RM41 | RM 41 | SCHNEIDER | CBOM |  | Cempaka Putih
RM40 | RM 40 | SCHNEIDER | LBS | 2020 | Cempaka Putih
RM38P | RM 38P | ORMAZABAL | PB |  | Cempaka Putih
RM38P | RM 38P | ORMAZABAL | PMT |  | Cempaka Putih
RM38 | RM 38 | SM 6 | PMT |  | Cempaka Putih
RM38 | RM 38 | SM 6 | PB |  | Cempaka Putih
RM37 | RM 37 | ABB | PB | 2011 | Cempaka Putih
RM37 | RM 37 | ABB | LBS | 2011 | Cempaka Putih
PG198 | PG 198 | KIT M | PMT |  | Cempaka Putih
PG198 | PG 198 | KIT 27,2 | PGDB |  | Cempaka Putih
PG198 | PG 198 | KIT 27.2 | PT |  | Cempaka Putih
PG198 | PG 198 | SM6 | PB |  | Cempaka Putih
PG198 | PG 198 | KIT 27.2 | B 1 |  | Cempaka Putih
RM36N | RM 36N | SM6 | PMT |  | Cempaka Putih
RM36N | RM 36N | SM 6 | PGC |  | Cempaka Putih
RM35 | RM 35 | EGA | PMT |  | Cempaka Putih
RM35 | RM 35 | SM6 | PMT |  | Cempaka Putih
RM35 | RM 35 | SM6 | PB |  | Cempaka Putih
RM32 | RM 65P | EGA | PMT |  | Cempaka Putih
RM32 | RM 32 | EGA | PB |  | Cempaka Putih
RM31 | RM 31 - GH 6 | EGA | KOPEL | 2018 | Cempaka Putih
RM31 | RM 31 | SCHNEIDER | CBOM | 2018 | Cempaka Putih
PG42 | PG 42 | SM 6 | PMT |  | Cempaka Putih
PG42 | PG 42 | SM 6 | PMT |  | Cempaka Putih
PG43 | PG 43 | EGA | PMT |  | Cempaka Putih
PG43 | PG 43 | EGA | PMT |  | Cempaka Putih
PG43 | PG 43 | EGA | PB |  | Cempaka Putih
PG44 | PG 44 | EGA | PMT |  | Cempaka Putih
PG44 | PG 44 | EGA | PMT |  | Cempaka Putih
PG44 | PG 44 | EGA | PGC |  | Cempaka Putih
PG199 | PG 199 | EGA | PMT |  | Cempaka Putih
PG199 | PG 199 | EGA | PMT |  | Cempaka Putih
PG199 | PG 199 | SM 6 | PGC |  | Cempaka Putih
PG203 | PG 203 | KIT M | PMT |  | Cempaka Putih
PG203 | PG 203 | KIT M | PB |  | Cempaka Putih
PG45 | PG 45 | SM6 | PGC |  | Cempaka Putih
PG384 | PG 203 | SCHNEIDER SM6 | PMT/CBOG |  | Cempaka Putih
PG45 | PG 45 | SM6 | LBS |  | Cempaka Putih
PG45 | PG 45 | EGA | LBS |  | Cempaka Putih
PG45 | PG 45 | EGA | LBS |  | Cempaka Putih
PG340 | PG340N | SM6 | PGC |  | Cempaka Putih
PG204 | PG 204 | SM 6 | PMT |  | Cempaka Putih
PG204 | PG 204 | SM 6 | PGDB |  | Cempaka Putih
PG204 | PG 204 | SM 6 | PMT |  | Cempaka Putih
PG205 | PG 205 | EGA | PMT |  | Cempaka Putih
PG46 | PG 46 | GAE | PMT |  | Cempaka Putih
PG46 | PG 46 | GAE | PMT |  | Cempaka Putih
PG205 | PG 205 | KIT 27.2 | PB |  | Cempaka Putih
PG46 | PG 46 | GAE | PB |  | Cempaka Putih
PG207 | PG 207 | KIT M | PMT |  | Cempaka Putih
KB476 | 0 | SIEMENS | CBO |  | Bulungan
KB476 | 0 | EGA | PB2 |  | Bulungan
KB476 | 0 | SIEMENS | LBS MOTORIZE |  | Bulungan
KB476 | 0 | SIEMENS | LBS MOTORIZE |  | Bulungan
KB476 | 0 | EGA | CBOM MOTORIZE |  | Bulungan
KB479 | 812243-000310 | SIEMENS | PMT | 2011 | Bulungan
KB479 | 812243-000390 | SIEMENS | PMT | 2011 | Bulungan
KB479 | 812243-000400 | SIEMENS | PB | 2011 | Bulungan
KB481 | 011110M0007 | ABB | PMT |  | Bulungan
KB481 | 011110M0001 | ABB | PMT |  | Bulungan
KB481 | 836 | FLUOKIT M | PT |  | Bulungan
KB481 | 1223 | FLUOKIT M | PGC |  | Bulungan
KB482 | 0890.21.234 | EGA | LBS | 2021 | Bulungan
KB482 | 0888.21.234 | EGA | LBS | 2021 | Bulungan
KB482 | 1235.21.213 | EGA | CBO | 2021 | Bulungan
KB483 | 0784.17.213 | EGA | LBS MOTORIZE |  | Bulungan
MP200 | 0 | SCHNEIDER | LBS MOTORIZE |  | Bulungan
KB483 | 0 | SCHNEIDER | PGC |  | Bulungan
KB483 | 0 | SCHNEIDER | PMT |  | Bulungan
KB484 | 0 | SIEMENS | LBS |  | Bulungan
KB484 | 0 | SIEMENS | LBS |  | Bulungan
KB484 | 0 | EGA | PB |  | Bulungan
KB484 | 0 | EGA | PB |  | Bulungan
KB484 | 0 | SIEMENS | PGC |  | Bulungan
KB495 | 173005052683.0026/2017 | SIEMENS | LBS | 2017 | Bulungan
KB484 | 0 | SIEMENS | PGC |  | Bulungan
KB484 | 0 | SIEMENS | PGC |  | Bulungan
KB495 | 012018.1009/0031 | SCHNEIDER | CBOM MOTORIZE |  | Bulungan
KB485 | 0 | ABB | PB |  | Bulungan
KB485 | 129606 | ABB | LBS |  | Bulungan
KB485 | 0885.21.234 | EGA | CBOG MOTORIZE | 2021 | Bulungan
MP200 | 141301038 | EGA | PB |  | Bulungan
KB487 | 18968 | GAE | LBS | 2003 | Bulungan
KB487 | IEC298 | MERLIN GERLIN | PGDB |  | Bulungan
KB487 | 18975 | GAE | LBS | 2003 | Bulungan
KB488 | 0 | SIEMENS | PB |  | Bulungan
KB488 | 0 | SIEMENS | PMT |  | Bulungan
KB488 | 0 | SIEMENS | PB |  | Bulungan
KB488 | 0 | SIEMENS | PMT |  | Bulungan
KB489 | 0 | SIEMENS | PMT |  | Bulungan
KB489 | 0 | SIEMENS | PB |  | Bulungan
KB489 | 0 | SIEMENS | PB |  | Bulungan
KB489 | 0 | SIEMENS | PMT |  | Bulungan
KB490 | 0 | UNINDO | PMT |  | Bulungan
KB490 | 0 | UNINDO | PB |  | Bulungan
KB490 | 0 | UNINDO | PMT |  | Bulungan
KB491 | 0 | EGA | PB | 2017 | Bulungan
KB491 | 0 | EGA | LBS MOTORIZE | 2017 | Bulungan
KB491 | 0 | EGA | LBS MOTORIZE | 2017 | Bulungan
KB491 | 0 | EGA | CBO | 2017 | Bulungan
SN141 | 0 | EGA | CBOM MOTORIZE |  | Bulungan
KL233 | CI-2015-W21-5-0041 | SCHNEIDER | LBS | 2015 | Bulungan
KB492 | 0 | SCHNEIDER | LBS |  | Bulungan
KB492 | 0 | SCHNEIDER | LBS |  | Bulungan
KB492 | 0 | SCHNEIDER | PB |  | Bulungan
KB493 | 0 | EGA | LBS |  | Bulungan
KB493 | 0 | EGA | LBS |  | Bulungan
KB493 | 0 | EGA | PB |  | Bulungan
KB494 | 1040 | FLOUKIT.M | PGC |  | Bulungan
KB494 | 0 | FLOUKIT M | PMT |  | Bulungan
KB494 | 19323 | GAE | PMT | 2004 | Bulungan
KB495 | 173005065334. 0217/2017 | SIEMENS | CBO | 2017 | Bulungan
KB495 | 01735554000.140/003/2004 | SIEMENS | PB | 2004 | Bulungan
KB495 | 01735554000.140/004/2004 | SIEMENS | PB | 2004 | Bulungan
KB495 | 173005052683.0176/2017 | SIEMENS | LBS | 2017 | Bulungan
KB495 | 17.50.00069.2004/020/2004 | SIEMENS | PB | 2004 | Bulungan
KB495 | 173005052683.0037/2017 | SIEMENS | LBS | 2017 | Bulungan
KB496 | 19814 | GAE | PMT | 2005 | Bulungan
KB496 | 19815 | GAE | PMT | 2005 | Bulungan
KB496 | 19819 | GAE | PMT | 2005 | Bulungan
KB496 | 19801 | GAE | CBO | 2005 | Bulungan
KB497 | 0 | GAE | PMT |  | Bulungan
KB497 | 0 | GAE | PB |  | Bulungan
KB497 | 0 | GAE | PMT |  | Bulungan
KB5 | 0 | TAMCO | PMT |  | Bulungan
DK250P | T7300511492-027000/002 | SIEMENS | PB | 2017 | Cengkareng
DK255 | SM1125153C1 | SCHNEIDER | LBS |  | Cengkareng
DK255 | SM59503537 | SCHINEIDER | PB | 2012 | Cengkareng
DK257 | 0667.15.213 | EGA | CBO | 2017 | Cengkareng
DK257 | 018.17.212 | EGA | LBS | 2017 | Cengkareng
DK257 | CI-2017-W31-4-0011 | SCHINEIDER | PB | 2017 | Cengkareng
DK48 | 4901 | FLUOKIT M | PMT |  | Cengkareng
CKG71 | - | EGA | PB | 2015 | Cengkareng
DK27 | 0859.17.212 | EGA | LBS | 2017 | Cengkareng
DK27 | CI-2018-W375-0008 | SCHNEIDER | LBS MOT | 2018 | Cengkareng
DK27 | CI-2018-W3-01-0049 | SCHNEIDER | PB | 2018 | Cengkareng
DK29 | - | SCHNEIDER | LBS |  | Cengkareng
DK29 | - | SCHNEIDER | LBS |  | Cengkareng
DK29 | - | EGA | LBS MOT |  | Cengkareng
DK29 | - | ABB | LBS |  | Cengkareng
DK29 | - | SCHNEIDER | LBS MOT |  | Cengkareng
DK29 | - | SCHNEIDER | LBS |  | Cengkareng
DK29 | - | SCHNEIDER | PGC |  | Cengkareng
DK31 | C1-2015-W52-3-0009 | SCHNEIDER | LBS | 2015 | Cengkareng
DK31 | C1-2016-W24-6-0028 | SCHNEIDER | LBS | 2016 | Cengkareng
DK31 | C1-2016-W22-3-0012 | SCHNEIDER | LBS | 2016 | Cengkareng
DK31 | 0367.16.212 | EGA | PGC | 2016 | Cengkareng
DK31 | C1-2016-W31-6-0033 | SCHNEIDER | PB | 2016 | Cengkareng
DK31 | C1-2016-W31-3-0035 | SCHNEIDER | PB | 2016 | Cengkareng
DK31 | C1-2016-W31-6-0049 | SCHNEIDER | PB | 2016 | Cengkareng
DK31 | C1-2015-W45-2-0016 | SCHNEIDER | CBO | 2015 | Cengkareng
DK32 | C1-2018-W40-5-0008 | SCHINEIDER | LBS MOT | 2018 | Cengkareng
PG234 | PG 234 | ULUSOY | CBOM | 2020 | Cempaka Putih
PG54 | PG 54 | KIT M24 | PT | 1996 | Cempaka Putih
RM4N | RM 4N | EGA | PB | 2013 | Cempaka Putih
RM4D | RM 4D | RM6 | PMT |  | Cempaka Putih
PG236 | PG 236 | SM6 | PMT |  | Cempaka Putih
PG236 | PG 236 | SM 6 | PMT |  | Cempaka Putih
PG236 | PG 236 | SM6 | PGC |  | Cempaka Putih
RM3B | RM 3B | EGA | LBS | 2017 | Cempaka Putih
KB156 | 0 | SCHNEIDER | PB |  | Bulungan
KB158A | 0 | SCHNEIDER | LBS MOTORIZE |  | Bulungan
KB158A | 0 | SCHNEIDER | PGC |  | Bulungan
KB158A | 0 | EGA | PB |  | Bulungan
KB587 | 0 | SCHNEIDER | LBS |  | Bulungan
KB587 | 0 | SCHNEIDER | LBS MOTORIZE |  | Bulungan
KB158A | 0 | SCHNEIDER | LBS |  | Bulungan
KB158N | 0 | KIT 27.2 | PB |  | Bulungan
KB158N | 0 | KIT 25 | PB |  | Bulungan
KB158N | 0 | KIT 27.2 | PMT |  | Bulungan
KB158N | 0 | KIT 27.2 | PMT |  | Bulungan
KB159 | 0 | EGA | LBS MOTORIZE |  | Bulungan
KB159 | 0 | EGA | PB1 |  | Bulungan
KB159 | 0 | EGA | CBOM MOTORIZE |  | Bulungan
KB159 | 0 | EGA | LBS |  | Bulungan
KB159 | 0 | EGA | PB2 |  | Bulungan
KB159 | 0 | EGA | LBS |  | Bulungan
KB159 | 0 | EGA | PB3 |  | Bulungan
KB16 | 0 | ABB | PB |  | Bulungan
KB16 | 0 | ABB | PMT |  | Bulungan
KB16 | 0 | ABB | PB |  | Bulungan
KB16 | 0 | ABB | PMT |  | Bulungan
KB162 | 0 | SCHNEIDER | LBS MOTORIZE |  | Bulungan
KB162 | 0 | SCHNEIDER | PB |  | Bulungan
KB162 | 0 | SCHNEIDER | LBS MOTORIZE |  | Bulungan
KB162B | 0 | EGA | LBS MOTORIZE |  | Bulungan
KB162B | 0 | SCHNEIDER | PMT |  | Bulungan
KB162B | 0 | SCHNEIDER | PB |  | Bulungan
KB163 | 0 | SIEMENS | PMT |  | Bulungan
KB163 | 0 | SIEMENS | PMT |  | Bulungan
KB163 | 0 | SIEMENS | PB |  | Bulungan
KB163 | 0 | SIEMENS | PB |  | Bulungan
KB163P | 0630-21 | ULLUSOY | PB |  | Bulungan
KB163P | 0631-21 | ULLUSOY | PB |  | Bulungan
KB163P | 0936-21 | ULLUSOY | LBS MOTORIZE |  | Bulungan
KB163P | 0915-21 | ULLUSOY | LBS MOTORIZE |  | Bulungan
KB168 | 0 | SCHNEIDER | PB |  | Bulungan
KB168 | 0 | SCHNEIDER | LBS MOTORIZE |  | Bulungan
KB168 | 0 | SCHNEIDER | LBS MOTORIZE |  | Bulungan
KB16P | 0766.17.213 | EGA | LBS | 2017 | Bulungan
KB16P | 0 | GAE | LBS |  | Bulungan
KB16P | 0 | GAE | PB |  | Bulungan
KB16Q | 0 | EGA | LBS MOTORIZE |  | Bulungan
KB16Q | 0 | ABB | PB |  | Bulungan
KB16Q | 0 | ABB | LBS MOTORIZE |  | Bulungan
TB1 | 2701 | FLOUKIT-M | B1 | 1993 | Jatinegara
TB8 | S9503145 | MG | LBS | 1995 | Jatinegara
TB9 | S9501915 | MG | LBS | 1995 | Jatinegara
TB10 | 5299 | FLOUKIT-M | LBS | 1995 | Jatinegara
TB13 | 1754 | FLOUKIT-M | PGDB | 1996 | Jatinegara
TB15 | S9502470 | MG | LBS | 1995 | Jatinegara
TB18 | 2152.13.BL | EGA | LBS | 2013 | Jatinegara
T195 | 19076 | GAE | LBS | 2010 | Jatinegara
KM62 |  | SCHNEIDER | LBS |  | Jatinegara
TB46 | 0740.15.209 | EGA | LBS | 2015 | Jatinegara
TB48 |  | MG SM6 | CBO |  | Jatinegara
PS6 | PS 6 | EGA | PMT |  | Cempaka Putih
PS6 | PS 6 | EGA | PB |  | Cempaka Putih
PS6A | PS 6A | EGA | PMT |  | Cempaka Putih
PS6D | PS 6D | EGA | PMT |  | Cempaka Putih
PS6D | PS 6 D | EGA | PB |  | Cempaka Putih
PS7A | PS 7A | GAE | PMT |  | Cempaka Putih
PS7A | PS 7A | GAE | PB |  | Cempaka Putih
PS8A | PS 8A | GAE | PMT |  | Cempaka Putih
PS8A | PS 8A | GAE | PB |  | Cempaka Putih
PS9 | PS 9 | MERLIN GERLIN V6 | PMT |  | Cempaka Putih
PS9 | PS 9 | MERLIN GERLIN V6 | PB |  | Cempaka Putih
PS11A | PS 11A | EGA | PMT |  | Cempaka Putih
PS11A | PS 11A | EGA | PB |  | Cempaka Putih
RM15 | RM15 | SCHNEIDER | CBOM | 2018 | Cempaka Putih
PS13A | PS 13A | FLUMATIC | PMT |  | Cempaka Putih
PS13A | PS 13A | FLUMATIC | PMT |  | Cempaka Putih
PS13B | PS 13B | EGA | PB |  | Cempaka Putih
PS13B | PS 13B | EGA | PMT |  | Cempaka Putih
PS16 | PS 16 | SCHNEIDER SM6 | PMT |  | Cempaka Putih
PS17 | PS 17 | EGA | PMT |  | Cempaka Putih
PS17 | PS 17 | EGA | PB |  | Cempaka Putih
PS25 | PS 25 | EGA | PMT |  | Cempaka Putih
PS25 | PS 25 | EGA | PB |  | Cempaka Putih
PS26 | PS 26 | EGA | PMT |  | Cempaka Putih
PG419 | PS 26 | EGA | KOPEL | 2019 | Cempaka Putih
PS26 | PS 26 | EGA | PB 1 |  | Cempaka Putih
PG419 | PG419 | EGA | LBS | 2019 | Cempaka Putih
PS27 | PS 53 | SCHNEIDER SM6 | PMT |  | Cempaka Putih
PS27 | PS 27 | SCHNEIDER SM6 | PGC |  | Cempaka Putih
PS29 | PS 29 | FLUKIT C410 | PB 1 |  | Cempaka Putih
JS26A | HENDYG10 | MG SM6 | LBS |  | Pondok Gede
JS26A | HENDYG9 | MG SM6 | LBS |  | Pondok Gede
JS26A | HENDYG8 | MG SM6 | PB |  | Pondok Gede
JS34 |  | SIEMENS | PB |  | Pondok Gede
JS34 |  | SIEMENS | PB |  | Pondok Gede
DT14 | CI-2019-W39-4-0033 | SCHNEIDER | PB-1 | 2019 | Lenteng Agung
RM62 | RM 62 | EGA | PMT |  | Cempaka Putih
RM62 | RM 62 | GAE | PGC |  | Cempaka Putih
DT14 | CI-2019-W20-4-0077 | SCHNEIDER | CBOG-1 | 2019 | Lenteng Agung
PG67 | PG 67 | KIT M | PGC |  | Cempaka Putih
DK80 | DK 80 - LBS 1 | EGA | LBS MOTORIZED |  | Kebon Jeruk
DK80 | DK 80 - PB 1 | EGA | LBS MANUAL |  | Kebon Jeruk
PG70 | PG 70 | SM 6 | PMT |  | Cempaka Putih
PG70 | PG 70 | FLUKIT M | PMT |  | Cempaka Putih
PG70 | PG 70 | SM 6 | PB |  | Cempaka Putih
PG71N | PG 71N | KIT M24 | LBS |  | Cempaka Putih
PG71N | PG 71N | KIT M24 | LBS |  | Cempaka Putih
PG71N | PG 71N | KIT M24 | PB |  | Cempaka Putih
PG72 | PG 72 | SM 6 | PMT |  | Cempaka Putih
PG72 | PG 72 | SM 6 | PB |  | Cempaka Putih
PG78 | PG 78 | EGA | PMT |  | Cempaka Putih
PG78 | PG 78 | FLUMATIC | PB |  | Cempaka Putih
PG78 | PG 78 | FLUOKIT M | PGDB |  | Cempaka Putih
PG80 | PG 80 | SM 6 | PMT |  | Cempaka Putih
PG275 | PG 275 | SM 6 | PMT |  | Cempaka Putih
PG80 | PG 80 | SM 6 | PMT |  | Cempaka Putih
PG275 | PG 275 | SM6 | PMT |  | Cempaka Putih
PG275 | PG 275 | SM6 | PGC |  | Cempaka Putih
PG80 | PG 80 | SM 6 | PB |  | Cempaka Putih
PG277 | PG 277 | FLUOKIT M24+ | LBS | 2008 | Cempaka Putih
PG277 | PG 277 | FLUOKIT M24+ | CBOM | 2008 | Cempaka Putih
DK32 | C1-2018-W40-4-0019 | SCHINEIDER | LBS MOT | 2018 | Cengkareng
DK32 | C1-2019-W20-3-0072 | SCHINEIDER | PB | 2019 | Cengkareng
DK33 | 0858-17-216 | EGA | PGC | 2017 | Cengkareng
DK33 | 0186-17-212 | EGA | LBS | 2017 | Cengkareng
DK33 | 1052-16-212 | EGA | LBS | 2017 | Cengkareng
DK34 | - | Kit 27.2 | LBS |  | Cengkareng
DK34 | - | FLUOKIT M | LBS |  | Cengkareng
DK34 | - | FLUOKIT M | LBS |  | Cengkareng
DK217 | - | ABB | LBS MOT |  | Cengkareng
CKG131 | 1074.13.BF | EGA | PB | 2013 | Cengkareng
DK35A | 0160.17.216 | EGA | CBO MOT | 2017 | Cengkareng
DK35A | 5141523 | EGA | LBS | 2015 | Cengkareng
DK35B | - | KIT 27.2 | LBS |  | Cengkareng
DK35B | CI-2017-W353-044 | SCHINEIDER | LBS MOTORIZE | 2017 | Cengkareng
DK35B | - | KIT 27.2 | PB |  | Cengkareng
DK36B |  | MG Vercors M6 | PMT |  | Cengkareng
DK36B |  | MG Vercors M6 | PMT |  | Cengkareng
DK36B |  | MG Vercors M6 | PMT |  | Cengkareng
DK36B |  | MG Vercors M6 | PB |  | Cengkareng
DK38 | 135.16.216 | EGA | LBS | 2016 | Cengkareng
DK38 | 480.16.212 | EGA | LBS MOT | 2016 | Cengkareng
DK38 | - | EGA | PGC | 2016 | Cengkareng
DK39 | - | MG | LBS |  | Cengkareng
DK39 | - | MG | PB |  | Cengkareng
MN34 | 5000411660/6011-09 | ABB SAFEPLUS | LBS | 2011 | Pondok Gede
MN9 | E404-3 | SCHNEIDER | CBOG | 2017 | Kramat Jati
MP193 | 2702-13BL | EGA | LBS MOTORIZE |  | Bulungan
MP193 | 3422-13BL | EGA | LBS |  | Bulungan
E419 | 23 | SCHNEIDER | CBOG | 2017 | Kramat Jati
E389 | 1021007 | ABB SAFE PLUS | PB TRAFO | 2016 | Kramat Jati
PD46 | S9502726 | MG ABU2 | LBS |  | Pondok Gede
PD46 | S9203719 | MG ABU2 | PB |  | Pondok Gede
PD59P | HENDY32 | SIEMENS | LBS |  | Pondok Gede
PD59P | HENDY262 | SIEMENS | LBS |  | Pondok Gede
PD6 | CI-2021-W39-6-1401 | SCHNEIDER RM 6 | LBS | 2021 | Pondok Gede
PD6 | CI-2021-W39-1-1402 | SCHNEIDER RM 6 | LBS | 2021 | Pondok Gede
PD6 | CI-2021-W37-1-1402 | SCHNEIDER RM 6 | PB | 2021 | Pondok Gede
PK266 |  | ORMAZABAL | LBS |  | Marunda
KG126 |  | EGA | PB TRAFO |  | Marunda
PK283 |  | ABB SAFEPLUS | PB |  | Marunda
CGR14 | CGR 14 | SCHNEIDER RM6 | LBS-1 |  | Lenteng Agung
CGR14 | CGR 14 | SCHNEIDER RM6 | PB-1 |  | Lenteng Agung
CGR14 | CGR 14 | SCHNEIDER RM6 | LBS-2 |  | Lenteng Agung
CGR15 | CGR 15 | ABB | LBS-1 |  | Lenteng Agung
CK110 |  | ABB | PB TRAFO |  | Marunda
AB20 | AB 20 | EGA | PMT |  | Cempaka Putih
AB20 | AB 20 | EGA | PMT |  | Cempaka Putih
AB20 | AB 20 | EGA | PB 1 |  | Cempaka Putih
AB20 | AB 20 | GAE | PB 2 |  | Cempaka Putih
BK2N | BK 2 | KIT 27,2 | LBS |  | Cempaka Putih
BK2N | BK 2 | KIT 27,2 | LBS |  | Cempaka Putih
AB20B | AB 20B | KIT 25 | PMS |  | Cempaka Putih
BK2N | BK 2 | KIT 27,2 | PB |  | Cempaka Putih
PG2 | PG2 | SM6 | LBS |  | Cempaka Putih
AB20B | AB 20B | KIT 25 | PMT |  | Cempaka Putih
AB20B | AB 20B | KIT 25 | PB |  | Cempaka Putih
K18 | K 18 | EGA | PMT |  | Cempaka Putih
K37C | K 37C | EGA | PMT |  | Cempaka Putih
K55 | K 55 | FLUMATIC | PMT |  | Cempaka Putih
K55 | K 55 | FLUMATIC | PB |  | Cempaka Putih
K18 | K 18 | EGA | PMT |  | Cempaka Putih
K18A | K 18A | FLUKIT M | PB 1 |  | Cempaka Putih
K18 | K 18 | SCHNEIDER SM6 | PMT |  | Cempaka Putih
K18A | K 18A | FLUKIT M | PMT |  | Cempaka Putih
K18A | K 18A | KIT 27,2 | PMT |  | Cempaka Putih
K18A | K 18A | FLUMATIC | PB 2 |  | Cempaka Putih
PG278 | PG 278 | EGA | LBS |  | Cempaka Putih
PG279 | PG 279 | EGA | PMT |  | Cempaka Putih
RM59P | RM 59 | MG | LBS |  | Cempaka Putih
PG279 | PG 279 | EGA | PB |  | Cempaka Putih
RM59P | RM 59 | MG | LBS |  | Cempaka Putih
PG84 | PG 84 | SCHNEIDER | LBS | 2019 | Cempaka Putih
PG280 | PG 280 | ABB | PMT |  | Cempaka Putih
PG280 | PG 280 | ABB | PGDB |  | Cempaka Putih
PG280 | PG 280 | ABB | PT |  | Cempaka Putih
TP39 | TP 39 | KIT 25 | PMS |  | Cempaka Putih
TP39 | TP 39 | KIT 25 | PMT |  | Cempaka Putih
TP39 | TP 39 | KIT 25 | PB 1 |  | Cempaka Putih
TP39 | TP 39 | FLUKIT M | PT |  | Cempaka Putih
TP39 | TP 39 | KIT 27,2 | B 1 |  | Cempaka Putih
JW56 | 23767 | EGA | LBS | 2013 | Pondok Gede
TP36 | TP 36 - 130103 | SCHNEIDER SM6 | PMT | 2013 | Cempaka Putih
PG23 | PG 23 | KIT M | LBS |  | Cempaka Putih
PG23 | PG 23 | KIT M | LBS |  | Cempaka Putih
PG23 | PG 23 | KIT 27.2 | VT |  | Cempaka Putih
TP35 | SB-2011-W16-2-0051 | SCHNEIDER RM 6 | PB | 2011 | Cempaka Putih
TP35 | SB-2011-1021-4-0005 | SCHNEIDER RM 6 | PMT | 2011 | Cempaka Putih
PG24 | PG 24 | SM 6 | PB |  | Cempaka Putih
TP32 | TP 32 | SCHNEIDER SM6 | PGDB |  | Cempaka Putih
PG32 | PG 32 | SCHNEIDER | LBS | 2015 | Cempaka Putih
TP28N | TP 28 | SCHNEIDER SM6 | PMT |  | Cempaka Putih
GH0148 |  | GAE | CBOM |  | Marunda
TP26 | TP 26 | FLUOKIT C410 | PMT |  | Cempaka Putih
TP26 | TP 26 | FLOUKIT M | PMT |  | Cempaka Putih
TP26 | TP 26 | FLUKIT M | PB 2 |  | Cempaka Putih
TP25 | TP 25 | EGA | PMT |  | Cempaka Putih
TP25 | TP 25 | EGA | PB 1 |  | Cempaka Putih
TP47 | TP 47 | EGA | PMT |  | Cempaka Putih
TP47 | TP 47 | EGA | PMT |  | Cempaka Putih
TP47 | TP 47 | EGA | PGC |  | Cempaka Putih
PG95 | PG 95 | FLUMATIC | PB |  | Cempaka Putih
PG313 | PG 313 | SM6 | PMT |  | Cempaka Putih
PG191 | PG 191 | EGA | PMT |  | Cempaka Putih
PG310 | PG 310 | KIT M | PMT |  | Cempaka Putih
PG96 | PG 96 | EGA | PMT |  | Cempaka Putih
PG96 | PG 96 | EGA | PMT |  | Cempaka Putih
PG189 | PG 189 | EGA | LBS | 2017 | Cempaka Putih
PG189 | PG 189 | KIT 27.2 | PT |  | Cempaka Putih
PG169 | PG 169 | GAE | LBS | 2012 | Cempaka Putih
KL14 | 0 | SCHNEIDER | CBO |  | Bulungan
PP35BR | 226 | MERLIN GERLIN | B1 |  | Bulungan
KB18A | 0 | SCHNEIDER | PB |  | Bulungan
KB18A | 0 | SCHNEIDER | PMT |  | Bulungan
KB18A | 0 | SCHNEIDER | PMT |  | Bulungan
KB19 | 0 | EGA | LBS |  | Bulungan
KB19 | 0 | SCHNEIDER | LBS |  | Bulungan
KB19 | 0 | EGA | PB |  | Bulungan
KB192 | 0 | SIEMENS | PMT |  | Bulungan
KB192 | 0 | SIEMENS | PMT |  | Bulungan
KB192 | 0 | FLOUKIT.M | PB |  | Bulungan
KB192 | 0 | FLOUKIT.M | KOPEL |  | Bulungan
KB192 | 0 | SIEMENS | PB |  | Bulungan
KB192 | 0 | SIEMENS | PB |  | Bulungan
MP197 | 1322-13BF | SCHNEIDER | PB | 2013 | Bulungan
KB195 | 0 | GAE | PB |  | Bulungan
KB195 | 0 | GAE | LBS |  | Bulungan
KB195 | 0 | GAE | LBS |  | Bulungan
KB19A | 0 | SCHNEIDER | LBS |  | Bulungan
KL102 | 0 | FLUOKIT M | PT |  | Bulungan
KL102 | 0 | FLUOKIT M | PGC |  | Bulungan
KL102 | 0 | FLUOKIT M | PMT |  | Bulungan
E11 | E11-3 | SCHNEIDER | PB TRAFO | 2016 | Kramat Jati
E11 | E11-1 | SCHNEIDER | LBS | 2016 | Kramat Jati
E11 | E11-2 | SCHNEIDER | LBS (MOTORIZE) | 2016 | Kramat Jati
E46C | E 46 C -103360053 | SHNEIDER- | LBS | 2016 | Kramat Jati
E46C | E 46 C -3 | SCHNEIDER | PB TRAFO | 2016 | Kramat Jati
E46D | 14 | SHNEIDER | LBS | 2010 | Kramat Jati
E46D | E46D-2 | SCHNEIDER | LBS | 2012 | Kramat Jati
E46D | 83917214 | EGA | PB TRAFO | 2017 | Kramat Jati
E46D | 83617214 | EGA | PB TRAFO | 2017 | Kramat Jati
E198 | E198-1 | SCHNEIDER | LBS | 2015 | Kramat Jati
E45 | 110417234 | EGA | CBOG | 2017 | Kramat Jati
E364 | E364 | SCHNEIDER | COMPACT | 2011 | Kramat Jati
E11 | A24 | SCHNEIDER | PB TRAFO | 2016 | Kramat Jati
E251 | E251-1705802 | EGA | LBS (MOTORIZE) | 2017 | Kramat Jati
E251 | E251-16101397 | EGA | LBS | 2017 | Kramat Jati
E311P | E311P-2 | SIEMENS | LBS | 2004 | Kramat Jati
CL11 |  | FLUOKIT M | LBS |  | Marunda
PG208 | PG 208 | SCHINEIDER | PMT |  | Cempaka Putih
PG208 | PG 208 | ABB | PMT |  | Cempaka Putih
PG208 | PG 208 | C PLASMA | PGDB |  | Cempaka Putih
PG49 | PG 49 | EGA | PMT |  | Cempaka Putih
PG208 | PG 208 | KIT M | B 1 |  | Cempaka Putih
PG49 | PG 49 | EGA | CBOG |  | Cempaka Putih
PG49 | PG 49 | SM6 | PT |  | Cempaka Putih
PG49 | PG 49 | SM6 | PGC 1 |  | Cempaka Putih
PG210 | PG 210 | ORMAZABAL | PMT |  | Cempaka Putih
PG210 | PG 210 | ORMAZABAL | PB |  | Cempaka Putih
PG213 | PG 213 | SM6 | PMT |  | Cempaka Putih
PG213 | PG 213 | SM6 | PB |  | Cempaka Putih
RM49 | RM 49 | EGA | LBS | 2017 | Cempaka Putih
PG41 | PG 41 | EGA | LBS |  | Cempaka Putih
RM31 | RM 31 | SCHNEIDER | LBS | 2017 | Cempaka Putih
PG208 | PG 208 | C PLASMA | PT |  | Cempaka Putih
PG50 | PG 50 | SM 6 | PMT |  | Cempaka Putih
PG50 | PG 50 | SM 6 | PMT |  | Cempaka Putih
PG50 | PG 50 | SM 6 | PGC |  | Cempaka Putih
PG215 | PG 215 | EGA | LBS | 2017 | Cempaka Putih
PG215 | PG 215 | EGA | CBOM | 2016 | Cempaka Putih
PG223 | PG 223 | EGA | LBS | 2018 | Cempaka Putih
PG216 | PG 216 | SM6 | LBS |  | Cempaka Putih
PG216 | PG 216 | SM6 | LBS |  | Cempaka Putih
PG216 | PG 216 | SM6 | PB |  | Cempaka Putih
PG222 | PG 222 | SCHNEIDER | LBS | 2017 | Cempaka Putih
PG222 | PG 222 | SCHNEIDER | CBOM | 2019 | Cempaka Putih
PG223 | PG 223 | SCHNEIDER | LBS | 2018 | Cempaka Putih
PG223 | PG 223 | SCHNEIDER | LBS | 2018 | Cempaka Putih
K26 | 1184 | MERLIN GERLIN SM6 | PMT |  | Cempaka Putih
K26 | K 26 | SCHNEIDER SM6 | PB |  | Cempaka Putih
K26A | K 26A | EGA | PMT |  | Cempaka Putih
K26A | K 26 A | EGA | PB |  | Cempaka Putih
K33 | K 33 | GAE | PMT |  | Cempaka Putih
K33 | K 33 | EGA | PMT |  | Cempaka Putih
K54 | K 54 | GAE | PB 1 |  | Cempaka Putih
K54 | K 54 | GAE | PMT |  | Cempaka Putih
PG29 | PG29 | SM 6 | ERASTER |  | Cempaka Putih
RM15 | RM15 | SCHNEIDER | KOPEL | 2018 | Cempaka Putih
K54D | K 54D | SCHNEIDER SM6 | PMT |  | Cempaka Putih
K54D | K 54D | SCHNEIDER SM6 | PMT | 2014 | Cempaka Putih
K58B | K 58B | EGA | LBS | 2013 | Cempaka Putih
K55B | K 55B | KIT 25 | PMT |  | Cempaka Putih
K55B | K 55B | KIT 25 | PB |  | Cempaka Putih
BK176 | 13.1102 | ABB UNISWITCH | LBS | 2013 | Marunda
KP22 | 0496.17.213 | EGA | LBS | 2017 | Marunda
PK225 |  | MG SM6 | LBS |  | Marunda
KG294 |  | MG SM6 | PB |  | Marunda
PG243 | PG 243 | SCHNEIDER | LBS | 2018 | Cempaka Putih
PG243 | PG 243 | SCHNEIDER | LBS | 2018 | Cempaka Putih
PG243 | PG 243 | KIT M24 | CBOM |  | Cempaka Putih
CGR16 | CGR 16 | ABB SAFE PLUS | LBS-1 |  | Lenteng Agung
CGR16 | CGR 16 | ABB SAFE PLUS | LBS-2 |  | Lenteng Agung
CGR16 | CGR 16 | ABB SAFE PLUS | PB-1 |  | Lenteng Agung
CGR17 | CGR 17 | EGA | LBS-1 |  | Lenteng Agung
CGR17 | CGR 17 | EGA | LBS-2 |  | Lenteng Agung
CGR17 | CGR 17 | EGA | PB-1 |  | Lenteng Agung
CGR18 | CGR 18 | GAE | LBS-1 |  | Lenteng Agung
CGR18 | CGR 18 | SCHNEIDER | LBS-2 |  | Lenteng Agung
CGR18 | CGR 18 | SCHNEIDER | PB-1 |  | Lenteng Agung
K37A | K 37A | RM6 | PMT |  | Cempaka Putih
K13 | K 13 | SCHNEIDER SM6 | PMT |  | Cempaka Putih
K36A | K 33A | FLUKIT M | PMT |  | Cempaka Putih
K33A | K 33A | EGA | PB |  | Cempaka Putih
K46 | K 46 | EGA | PMT |  | Cempaka Putih
K46 | K 46 | SCHNEIDER SM6 | PMT |  | Cempaka Putih
PG2 | PG2 | SM6 | PGC |  | Cempaka Putih
K55C | K 55C | FLOUKIT M | PMT |  | Cempaka Putih
K55C | K 55C | FLOUKIT M | PMT |  | Cempaka Putih
K55C | K 55C | EGA | PB |  | Cempaka Putih
K62 | K 62 | GAE | PMT |  | Cempaka Putih
K62 | K 62 | GAE | PB |  | Cempaka Putih
K64A | K 64A | KIT 25 | PMT |  | Cempaka Putih
K64A | K 64A | KIT 25 | PB |  | Cempaka Putih
PG2 | PG2 | SM6 | LBS |  | Cempaka Putih
K83 | K 83 | SCHNEIDER SM6 | PB |  | Cempaka Putih
PG223 | PG223 | SCHNEIDER | ACO | 2018 | Cempaka Putih
RM75P | RM75 | ORMAZABAL | PB | 2017 | Cempaka Putih
PL146 | 2019csf63299 | AEP | LBS | 2019 | Pondok Kopi
PL146 | 2019csf60052 | AEP | LBS | 2019 | Pondok Kopi
PG2 | PG2 | SM6 | LBS |  | Cempaka Putih
PG2 | PG2 | SM6 | LBS |  | Cempaka Putih
K85C | K 85C | KIT 25 | PMT |  | Cempaka Putih
K147A | K 147A | KIT M | PB |  | Cempaka Putih
K147N | K 147N | GAE | PMT |  | Cempaka Putih
K147N | K 147N | GAE | PMT |  | Cempaka Putih
K147N | K 147N | GAE | PB |  | Cempaka Putih
PS163 | PS 163 | MERLIN GERLIN SM6 | PMT |  | Cempaka Putih
PS164 | PS 164 | EGA | PMT |  | Cempaka Putih
PS164 | PS 164 | EGA | PGC |  | Cempaka Putih
PS165 | PS 165 | EGA | PMT |  | Cempaka Putih
PS167 | PS 167 | MERLIN GERLIN V6 | PMT |  | Cempaka Putih
RM18 | RM 18 | SCHNEIDER SM6 | PMT |  | Cempaka Putih
RM18 | RM 18 | SCHNEIDER SM6 | PB |  | Cempaka Putih
RM89 | RM 18 | SCHNEIDER | CBOM | 2019 | Cempaka Putih
CD114 | CD 114 - 74212BL | EGA | LBS | 2012 | Kebon Jeruk
CD114 | CD 114 - 74512BL | EGA | LBS | 2012 | Kebon Jeruk
CD114 | CD 114 - 31112BF | EGA | PB | 2012 | Kebon Jeruk
CD114 | CD 114 - 35212BF | EGA | PB | 2012 | Kebon Jeruk
CD98 | CD 98 - LBS 1 | EGA | LBS MOTORIZED |  | Kebon Jeruk
CD98 | CD 98 - LBS 2 | FLOUKIT M | LBS |  | Kebon Jeruk
SP84 | CD 98 - PB | SCHNEIDER | LBS |  | Kebon Jeruk
BK88 | 5502 | FLUOKIT M | PGC | 2006 | Marunda
K167 | K 167 | KIT 27.2 | PB |  | Cempaka Putih
K167 | 0376.18.234 | EGA | CBOG | 2018 | Cempaka Putih
K167 | K 167 | KIT 27,2 | LBS |  | Cempaka Putih
K167 | K 167 | KIT 27,2 | PB |  | Cempaka Putih
K138 | K138 | EGA | LBS | 2019 | Cempaka Putih
KCP2 | KCP2 | SM 6 | LBS/PMT |  | Cempaka Putih
TP95 | TP 95 | SCHNEIDER SM6 | PMT |  | Cempaka Putih
KL102 | 0 | FLUOKIT M | PMT |  | Bulungan
KL102 | 0 | MERLIN GERIN | PGC |  | Bulungan
KL102 | 0 | FLUOKIT M | PB |  | Bulungan
KB285A | ci 2015-w25-5-0014 | SCHNEIDER | PB2 | 2015 | Bulungan
KL104 | 0 | EGA | CBO MOTORIZE |  | Bulungan
KL104 | 0 | SCHNEIDER | LBS |  | Bulungan
KL104 | 0 | ABB | LBS MOTORIZE |  | Bulungan
KL119 | 0 | F & G | PB |  | Bulungan
KL119 | 0 | F & G | PB |  | Bulungan
KL119 | 0 | F & G | PMT |  | Bulungan
KL119 | 0 | F & G | PMT |  | Bulungan
KL125 | 0 | EGA | LBS |  | Bulungan
KL125 | 0 | EGA | LBS |  | Bulungan
KL125 | 0 | EGA | PB |  | Bulungan
KL129 | 0 | SCHNEIDER | PB |  | Bulungan
KL129 | 0 | SCHNEIDER | LBS MOTORIZE |  | Bulungan
KL129 | 0 | SCHNEIDER | LBS MOTORIZE |  | Bulungan
PP136 | CI-2013-W44-3-0005/2013 | SCHNEIDER | LBS MOTORIZE | 2013 | Bulungan
PP24 | - | FLUOKIT M | PB 2 |  | Bulungan
KB585 | 0 | EGA | LBS MOTORIZE |  | Bulungan
KL135 | 0 | FLUOKIT M | PB |  | Bulungan
KL135 | 0 | FLUOKIT M | PMT |  | Bulungan
KL135 | 0 | FLUOKIT M | PMT |  | Bulungan
KB315 | 0 | SCHNEIDER | PMT |  | Bulungan
KB315 | 0 | SCHNEIDER | PMT |  | Bulungan
MP212 | 0 | SCHNEIDER | PGC |  | Bulungan
KB315 | 0 | SCHNEIDER | PGC |  | Bulungan
KB581 | 0 | EGA | LBS MOTORIZE |  | Bulungan
KB589 | 0271-15-212 | EGA | LBS MOTORIZE |  | Bulungan
KB316 | 0926.16.212/2016 | EGA | LBS | 2016 | Bulungan
KB316 | 0985.16.216 /2016 | EGA | CBOM MOTORIZE | 2016 | Bulungan
KB316 | 1870.16.213/2016 | EGA | LBS MOTORIZE | 2016 | Bulungan
KB317 | 0 | EGA | LBS |  | Bulungan
KB317 | 0 | EGA | PB |  | Bulungan
KB317 | 0 | EGA | LBS |  | Bulungan
KB318 | 0 | SCHNEIDER | LBS MOTORIZE |  | Bulungan
KB318 | 0 | SCHNEIDER | CBO MOTORIZE |  | Bulungan
MG110B | 0 | EGA | LBS MOTORIZE |  | Bulungan
KB319 | 0 | ABB | PB |  | Bulungan
KB319 | 0 | ABB | LBS MOTORIZE |  | Bulungan
KB319 | 0 | ABB | LBS MOTORIZE |  | Bulungan
KB320 | 0 | FLOUKIT M | PMT |  | Bulungan
KB320 | 0 | FLOUKIT M | PMT |  | Bulungan
KB320 | 0 | FLOUKIT M | PB |  | Bulungan
KB322 | 0 | EGA MOTORIZE | PMT |  | Bulungan
KB322 | 0 | EGA | PB |  | Bulungan
KB322 | 0 | EGA MOTORIZE | PMT |  | Bulungan
KB322 | 0 | EGA | PB |  | Bulungan
KB325 | 0 | FLUOMATIC | PB |  | Bulungan
KB325 | 0 | FLUOMATIC | PMT |  | Bulungan
KB325 | 0 | FLUOMATIC | PMT |  | Bulungan
KB326 | 0 | SCHNEIDER | CBO MOTORIZE |  | Bulungan
KB326 | 0 | SCHNEIDER | CBO MOTORIZE |  | Bulungan
DT54P | 502308268/2001-020/2018 | ABB SAFEPLUS | LBS-1 |  | Lenteng Agung
DT54P | 502308268/2001/-032/2018 | ABB SAFEPLUS | LBS-2 |  | Lenteng Agung
DT54P | 502308268/3001/023/2018 | ABB SAFEPLUS | PB-1 |  | Lenteng Agung
DT55 | DT 55 | EGA | LBS-1 |  | Lenteng Agung
DT55 | DT 55 | EGA | LBS-2 |  | Lenteng Agung
DT55 | DT 55 | SCHENEIDER | CBOG-1 |  | Lenteng Agung
DT56 | CI-2018-W22-2-006 | SCHENEIDER | LBS-1 | 2018 | Lenteng Agung
DT56 | DT 56 | MG SM6 | LBS-2 |  | Lenteng Agung
DT56 | DT 56 | MG SM6 | B1-1 |  | Lenteng Agung
DT57 | 011050M0005 | ABB | LBS-1 | 2001 | Lenteng Agung
DT57 | 011050M0004 | ABB | LBS-2 | 2001 | Lenteng Agung
DT57 | 1436-20 | ULUSOY | CBOG 1 |  | Lenteng Agung
DT57 | 1438-20 | ULUSOY | CBOG 2 |  | Lenteng Agung
KS72 | C1.2017.W30.4.0042 | SCHNEIDER | LBS | 2017 | Menteng
DT6 | DT 6 | SCHENEIDER | LBS-1 |  | Lenteng Agung
DT6 | DT 6 | SCHENEIDER | LBS-2 |  | Lenteng Agung
DT6 | DT 6 | SCHENEIDER | CBOG-1 |  | Lenteng Agung
DT60 | CI-2019-W31-5-0006 | SCHNEIDER | LBS-1 | 2019 | Lenteng Agung
KS72 | C1.2018.W10.3.0007 | SCHNEIDER | LBS | 2018 | Menteng
PG223 | PG 223 | SCHNEIDER | LBS | 2018 | Cempaka Putih
PG225 | PG 225 | SM 6 | PMT |  | Cempaka Putih
PG225 | PG 225 | ABB | PB |  | Cempaka Putih
PG226 | PG 226 | SM6 | PT |  | Cempaka Putih
PG226 | PG 226 | KIT M | PGC |  | Cempaka Putih
PG223 | PG 223 | EGA | LBS | 2018 | Cempaka Putih
PG226 | PG 226 | KIT 27,3 | PT |  | Cempaka Putih
PG227 | PG 227 | MG | LBS |  | Cempaka Putih
PG227 | PG 227 | MG | PT |  | Cempaka Putih
PG228 | PG 228 | SCHNEIDER | LBS | 2018 | Cempaka Putih
PG228 | PG 228 | EGA | PB | 2018 | Cempaka Putih
RM29 | RM 29 | SM6 | PMT | 2014 | Cempaka Putih
RM29 | RM 29 | SM6 | PMT | 2014 | Cempaka Putih
RM29 | RM 29 | SM 6 | PGC | 2014 | Cempaka Putih
DT30 | DT 30 | SCHNEIDER | LBS-1 |  | Lenteng Agung
RM84 | RM 84 | SCHNEIDER | PB | 2015 | Cempaka Putih
DT30 | DT 30 | SCHNEIDER | LBS-2 |  | Lenteng Agung
RM28 | RM 28 | SM 6 | LBS |  | Cempaka Putih
DT30 | DT 30 | SCHNEIDER | CBO |  | Lenteng Agung
RM28 | RM 28 | SM 6 | LBS |  | Cempaka Putih
RM28 | RM 28 | SM 6 | PGC |  | Cempaka Putih
RM27 | RM 27 | FLUMATIC | PMT |  | Cempaka Putih
RM27 | RM 27 | FLUMATIC | PB |  | Cempaka Putih
DT31 | DT 31 | SCHENEIDER | LBS-1 |  | Lenteng Agung
DT31 | DT 31 | SCHENEIDER | LBS-2 |  | Lenteng Agung
DT31 | DT 31 | SCHENEIDER | PB-1 |  | Lenteng Agung
RM24 | RM 24 | EGA | PMT |  | Cempaka Putih
RM24 | RM 24 | SM 6 | PGC |  | Cempaka Putih
DT32 | DT 32 | GAE | LBS-1 |  | Lenteng Agung
DT32 | DT 32 | GAE | LBS-2 |  | Lenteng Agung
DT115 | 0443.17.212 | EGA | LBS-2 |  | Lenteng Agung
RM23 | RM 23 | RM6 | PMT |  | Cempaka Putih
RM23 | RM 23 | RM6 | PB |  | Cempaka Putih
DT32 | DT 32 | GAE | CBOG-1 |  | Lenteng Agung
RM22A | RM 22A | SIEMENS | LBS | 2003 | Cempaka Putih
RM22A | RM 22A | SIEMENS | LBS | 2003 | Cempaka Putih
RM22A | RM 22A | SCHNEIDER | PB |  | Cempaka Putih
PG52 | PG 52 | SM6 | PMT | 2013 | Cempaka Putih
PG52 | PG 52 | SM6 | PMT | 2013 | Cempaka Putih
PG229 | PG 229 | ABB | PMT |  | Cempaka Putih
KB5 | 0 | TAMCO | PMT |  | Bulungan
KB5 | 0 | TAMCO | PB |  | Bulungan
KB500 | 0 | FLUOKIT M | PMT |  | Bulungan
KB500 | 0 | FLUOKIT M | PMT |  | Bulungan
KB500 | 0 | FLUOKIT M | CBO |  | Bulungan
KB501 | 0 | SCHNEIDER | PMT |  | Bulungan
KB501 | 0 | SCHNEIDER | PMT |  | Bulungan
KB501 | 0 | SCHNEIDER | PGDB |  | Bulungan
KB503 | 280001 | ABB | PMT |  | Bulungan
KB503 | 0 | ABB | PB |  | Bulungan
KB503 | 20042151 | ABB | PMT |  | Bulungan
KB504 | 0 | SIEMENS | PMT |  | Bulungan
KB504 | 0 | SIEMENS | PMT |  | Bulungan
MP231 | 0 | SCHNEIDER | LBS |  | Bulungan
MP231 | 0 | SCHNEIDER | LBS MOTORIZE |  | Bulungan
MP231 | 01574-17.234.2017 | EGA | CBOM MOTORIZE | 2017 | Bulungan
MP23 | 0 | ABB | PB |  | Bulungan
MP233 | 0 | EGA | LBS |  | Bulungan
K171A | K 171 A | MG KUNING | PB |  | Cempaka Putih
K171A | K 171 A | MG KUNING | LBS |  | Cempaka Putih
K171A | K 171 A | MG KUNING | LBS |  | Cempaka Putih
TP95 | TP 95 - 21803 | GAE | PGC | 2008 | Cempaka Putih
K171N | K 171N | KIT 25 | LBS |  | Cempaka Putih
K171N | K 171N | KIT 25 | LBS |  | Cempaka Putih
RM3B | RM 3B | EGA | PB | 2017 | Cempaka Putih
PG252 | PG 252 | GAE | PMT |  | Cempaka Putih
PG252 | PG 252 | GAE | PGC |  | Cempaka Putih
PG379 | PG 379 | ABB | LBS | 2004 | Cempaka Putih
PG379 | PG 379 | ABB | PB | 2003 | Cempaka Putih
PG373 | PG 373 | SM 6 | PMT |  | Cempaka Putih
PG373 | PG 373 | GAE | PGC |  | Cempaka Putih
PG255 | PG 255 | F & G | PMT |  | Cempaka Putih
PG255 | PG 255 | F & G | PB |  | Cempaka Putih
PG365 | PG 365 | EGA | PMT |  | Cempaka Putih
PG365 | PG 365 | ABB | PMT |  | Cempaka Putih
PG364 | PG 364 | KIT M | PMT |  | Cempaka Putih
PG364 | PG 364 | KIT M | PT |  | Cempaka Putih
PG364 | PG 364 | ABB | PGDB |  | Cempaka Putih
PG364 | PG 364 | KIT M | B1 |  | Cempaka Putih
PG363 | PG 363 | FLUKIT M | PMT |  | Cempaka Putih
PG363 | PG 363 | EGA | PB |  | Cempaka Putih
PG257 | PG 257 | SM 6 | PMT/CBOG |  | Cempaka Putih
PG257 | PG 257 | SM 6 | PB |  | Cempaka Putih
PG258 | PG 258 | MG KUNING | LBS |  | Cempaka Putih
PG258 | PG 258 | MG KUNING | PT |  | Cempaka Putih
PG258 | PG 258 | MG | PGDB |  | Cempaka Putih
PG258 | PG 258 | MG | PB |  | Cempaka Putih
PG358 | PG 358 | RM6 | PB | 2010 | Cempaka Putih
PG61 | PG 61 | SCHNEIDER | LBS | 2018 | Cempaka Putih
PG61 | PG 61 | SCHNEIDER | LBS | 2018 | Cempaka Putih
PG61 | PG 61 | SCHNEIDER | CBOM | 2018 | Cempaka Putih
DK69 | DK 69 - LBS 1 | SCHNEIDER | LBS MANUAL | 2017 | Kebon Jeruk
PG354 | PG 354 | ABB | PMT |  | Cempaka Putih
PG354 | PG 354 | KIT M | PGC |  | Cempaka Putih
PG353 | PG 353 | SM6 | PT |  | Cempaka Putih
PG353 | PG 353 | SM6 | PGDB |  | Cempaka Putih
PG66 | PG 66 | EGA | PMT |  | Cempaka Putih
PG66 | PG 66 | FLOUMATIC | PMT |  | Cempaka Putih
PG66 | PG 66 | FLOUMATIC | PB |  | Cempaka Putih
PG66 | PG 66 | SM 6 | PT |  | Cempaka Putih
PG67 | PG 67 | GAE | PMT |  | Cempaka Putih
PG67 | PG 67 | KIT M | PMT |  | Cempaka Putih
PG67 | PG 67 | KIT M | PT |  | Cempaka Putih
KB17 | 1659.17.212 | EGA | LBS | 2013 | Bulungan
KB17 | 1659.17.212 | EGA | LBS MOTORIZE | 2017 | Bulungan
KB17 | O.0619.17.214 | EGA | PB | 2017 | Bulungan
KB173A | 0 | SCHNEIDER | PB SB |  | Bulungan
KB173A | 0 | FLOUKIT M | LBS |  | Bulungan
KB173A | 0 | ABB | LBS |  | Bulungan
KB173A | 0 | ABB | PB |  | Bulungan
KB173C | 0 | SCHNEIDER | LBS MOTORIZE |  | Bulungan
KB173C | 0 | SCHNEIDER | LBS MOTORIZE |  | Bulungan
KB173C | 0 | GAE | PB |  | Bulungan
KB173N | 0359.17.216 | EGA | LBS MOTORIZE | 2017 | Bulungan
KB173N | 0175.17.212 | EGA | LBS | 2017 | Bulungan
KB173N | 0705.17.214 | EGA | PB | 2017 | Bulungan
SN21 | 0 | EGA | CBOM MOTORIZE |  | Bulungan
KB177 | 699 | FLUOKIT | PGDB |  | Bulungan
KB177 | 1220 | FLUOKIT | PB1 |  | Bulungan
KB177 | 1057 | FLUOKIT | PB2 |  | Bulungan
KB177 | 4422 | FLUOKIT | PT |  | Bulungan
KB177 | 4425 | FLUOKIT | LBS |  | Bulungan
KB177 | 1353 | FLUOKIT | LBS |  | Bulungan
MP235 | 3584.17.217 | EGA | LBS MOTORIZE | 2017 | Bulungan
MP235 | 9110605 | EGA | CBOM MOTORIZE |  | Bulungan
KB178 | 0378.18.234/2018 | EGA | CBOM MOTORIZE | 2018 | Bulungan
KB178 | 0895.21.234 | EGA | CBOG MOTORIZE | 2021 | Bulungan
DT62 | DT 62 | ABB | LBS-1 |  | Lenteng Agung
DT62 | DT 62 | ABB | LBS-2 |  | Lenteng Agung
DT62 | DT 62 | ABB | CBOG-1 |  | Lenteng Agung
KS72 | C1.2018.W23.5.0019 | SCHNEIDER | LBS | 2018 | Menteng
DT64 | 1441-20 | ULUSOY | CBOG |  | Lenteng Agung
DT64 | 0816.17.212 | EGA | LBS-1 | 2017 | Lenteng Agung
DT64 | 1439-20 | ULUSOY | LBS-2 |  | Lenteng Agung
DT7 | DT 7 | SCHENEDEIR | KOPEL |  | Lenteng Agung
DT7 | DT 7 | SCHENEIDER | LBS-2 |  | Lenteng Agung
RG202 | 0578.16.216 | EGA | CBOG-1 |  | Lenteng Agung
DT7 | DT 7 | SIEMENS | KOPEL |  | Lenteng Agung
TD31 | 0 | FLUOKIT M | LBS |  | Bulungan
TD31 | 0 | FLUOKIT M | LBS |  | Bulungan
TD310 | 3325 | FLUOKIT M | PMT |  | Bulungan
TD310 | 0 | GAE | PGC |  | Bulungan
SN59 | 0 | FLOUKIT M | PB |  | Bulungan
TD310 | 0 | EGA | LBS MOTORIZE |  | Bulungan
DT18 | DT 18 | SCHENEIDER | LBS-1 |  | Lenteng Agung
DT18 | DT 18 | SCHENEIDER | LBS-2 |  | Lenteng Agung
DT18 | DT 18 | SIEMENS | CBMP-L |  | Lenteng Agung
DT18 | DT 18 | SIEMENS | PB-1 |  | Lenteng Agung
PM102 | PM102 | SCHENEIDER | PB-2 |  | Lenteng Agung
PM266 | PM266 | EGA | PB-2 |  | Lenteng Agung
DT2 | 0019.21.234 | EGA | LBS-1 | 2021 | Lenteng Agung
KCP9 | KCP9 | SCHNEIDER | ACO | 2018 | Cempaka Putih
PG6B | PG 6B | SCHNEIDER | CBOG | 2019 | Cempaka Putih
PS53 | PS 53 | ABB | PMT |  | Cempaka Putih
K73C | K73C | SCHNEIDER | LBS | 2017 | Cempaka Putih
K92 | K 92 | GAE | LBS | 2011 | Cempaka Putih
K92B | K 92B | EGA | PB | 2017 | Cempaka Putih
KB511 | 0 | ORMAZABAL RMU | PMT | 2006 | Bulungan
KB511 | 0 | ORMAZABAL RMU | PB | 2006 | Bulungan
MP153 | 0 | SCHNEIDER | LBS |  | Bulungan
KB155 | 0 | GAE | PGC |  | Bulungan
CN24 | 0 | MERLIN GERIN | LBS |  | Ciputat
TD228 |  |  |  |  | Ciputat
TD425 |  |  |  |  | Ciputat
TD416 | R0441484SF | MERLIN GERIN | PB |  | Ciputat
TD339 |  |  |  |  | Ciputat
TD339 |  |  |  |  | Ciputat
TD27A |  |  |  |  | Ciputat
TD387 | C1.2013W.44.1.0014 | F & G | LBS |  | Ciputat
TD39 |  |  |  |  | Ciputat
TD168 |  |  |  |  | Ciputat
PM34N | C1-2017-W52-4-0006 | SCHNEIDER | LBS | 2017 | Jatinegara
KM96 | NS CL-2015-W16-3-0054 | SCHNEIDER | LBS | 2015 | Jatinegara
K7 | 3603.13.BL | EGA | LBS | 2013 | Jatinegara
PM24C | 1354.17.214 | EGA | PB | 2017 | Jatinegara
K107 | 0614.15.209 | EGA | LBS | 2015 | Jatinegara
PM16A | 0733.18.214 | EGA | PB | 2018 | Jatinegara
KM57 | 1032.13.BF | EGA | PB | 2013 | Jatinegara
TB17 | NO NAMEPLATE | SCHNEIDER | LBS | 2018 | Jatinegara
E46C | E 46 C-1039089C1 | SCHNEIDER | LBS | 2010 | Kramat Jati
GD80 | GD80 | GAE | LBS (MOTORIZE) | 2013 | Kramat Jati
E251 | W2910035 | SCHNEIDER | PB TRAFO | 2019 | Kramat Jati
E260 | 26915212 | EGA | LBS (MOTORIZE) | 2015 | Kramat Jati
E260 | 43815213 | EGA | LBS | 2015 | Kramat Jati
E260 | 30004 | SCHNEIDER | CBOG | 2015 | Kramat Jati
E275 | E275-1 | EGA | LBS | 2013 | Kramat Jati
E275 | E275-3 | SCHNEIDER | CBOG | 2013 | Kramat Jati
GD80 | GD80-2 | SCHNEIDER | LBS | 2011 | Kramat Jati
E262 | E276-3 | SCHNEIDER | LBS | 2016 | Kramat Jati
E262 | E276-103440053 | SCHNEIDER | LBS | 2016 | Kramat Jati
E310P | E310P-1 | ABB | LBS | 2013 | Kramat Jati
E310P | E310P-2 | ABB | LBS | 2013 | Kramat Jati
E310P | E310P-3 | ABB | PB TRAFO | 2013 | Kramat Jati
E276 | E276-3 | SCHNEIDER | CBOG | 2013 | Kramat Jati
E309 | 1512403 | EGA | LBS | 2016 | Kramat Jati
E309 | E309-2 | EGA | LBS (MOTORIZE) | 2016 | Kramat Jati
E309 | SM1041059 | SCHNEIDER | CBOM | 2016 | Kramat Jati
E311P | E311P-1 | SIEMENS | LBS | 2004 | Kramat Jati
E311P | E311P-3 | SIEMENS | PB TRAFO | 2004 | Kramat Jati
KB307 | C1.2017.1042.2.0034 | EGA | LBS | 2017 | Bulungan
KB17A | 0 | SCHNEIDER | PB |  | Bulungan
KB17A | 0 | EGA | LBS |  | Bulungan
KB17A | 0 | FLUOKIT M | LBS |  | Bulungan
MP193 | 1299-13BF | EGA | PB |  | Bulungan
KB17A | 0 | FLUOKIT M | LBS |  | Bulungan
KB18 | 01 2018.1003.0047 | SCHNEIDER | PB |  | Bulungan
KB18 | 3608.17213/2017 | EGA | LBS MOTORIZE | 2017 | Bulungan
KB18 | 2524.17.213/2017 | EGA | LBS MOTORIZE | 2017 | Bulungan
KB182 | 0 | ABB | PB |  | Bulungan
KB182 | 0 | MERLIN GERLIN | PMT |  | Bulungan
KB182 | 0 | GAE | PB |  | Bulungan
KB182 | 8922450 | MERLIN GERIN | PT |  | Bulungan
KB182 | 9324514 | MERLIN GERIN | PMT |  | Bulungan
KB182 | 0 | MERLIN GERIN | PGDB |  | Bulungan
KB182 | 0 | MERLIN GERIN | PB |  | Bulungan
SN38 | 0 | EGA | LBS |  | Bulungan
KB538 | CI-2014-W05-5-0025 | SCHNEIDER | CBOM | 2014 | Bulungan
MP201 | 29992-158-130-01-E6 | SCHNEIDER | LBS |  | Bulungan
KB183 | 0704.17.213 | EGA | LBS MOTORIZE | 2017 | Bulungan
KB183 | 0873.17.212 | EGA | LBS | 2017 | Bulungan
KB183 | 0C1-2017-W36-2-0008 | SCHNEIDER | PB | 2017 | Bulungan
KB186 | 0 | SCHNEIDER | PMT |  | Bulungan
KB186 | 0 | SCHNEIDER | PB |  | Bulungan
KB320 | 0 | FLOUKIT M | PMT |  | Bulungan
KB186 | 0 | SCHNEIDER | PMT |  | Bulungan
KB186A | - | SCHNEIDER | LBS |  | Bulungan
KB227 | - | TAMCO | PB |  | Bulungan
KB186A | - | SCHNEIDER | LBS |  | Bulungan
KB186A | - | EGA | LBS MOTORIZE |  | Bulungan
KB186A | - | EGA | PB |  | Bulungan
KB187 | 0 | ABB | PMT |  | Bulungan
KB187 | 0 | ABB | PMT |  | Bulungan
KB187 | 0 | ABB | PMT |  | Bulungan
KB187 | 0 | FLOUKIT M | PB |  | Bulungan
KB187 | 0 | FLOUKIT M | PB |  | Bulungan
KB188 | 0 | SCHNEIDER | LBS MOTORIZE |  | Bulungan
KB188 | 0 | SCHNEIDER | LBS MOTORIZE |  | Bulungan
PP136 | CI-2013-W42-1-0026/2013 | SCHNEIDER | CBOM | 2013 | Bulungan
BK133 | SM0802570 | SCHNEIDER SM6 | PGC |  | Marunda
SN90 | 9519388 | MERLIN GERIN | PMT |  | Bulungan
TD143 | - | FLOUKIT M | LBS |  | Bulungan
JS68 |  | SIEMENS | LBS |  | Pondok Gede
JS68 |  | SIEMENS | LBS |  | Pondok Gede
JS68 |  | SIEMENS | PB |  | Pondok Gede
JS72 | CV 06-5147/005 | SIEMENS | LBS | 1993 | Pondok Gede
JS72 | CV 06-5147/005 | SIEMENS | LBS | 1993 | Pondok Gede
JS72 | CV 06-5147/005 | SIEMENS | PB | 1993 | Pondok Gede
JS77 |  | SCHNEIDER | LBS |  | Pondok Gede
JS77 |  | SCHNEIDER | LBS |  | Pondok Gede
JS77 |  | SCHNEIDER | PB |  | Pondok Gede
JS93 | 0861.17.216 | EGA | LBS | 2017 | Pondok Gede
K56A | K 56A | SM 6 | PMT |  | Cempaka Putih
PG169 | PG 169 | GAE | LBS | 2012 | Cempaka Putih
RM50 | RM 50 | EGA | PB | 2017 | Cempaka Putih
RM50 | RM 50 | SCHNEIDER | LBS | 2017 | Cempaka Putih
PG170 | PG 170 | EGA | LBS | 2017 | Cempaka Putih
PG186 | PG 186 | SCHNEIDER | CBOM | 2018 | Cempaka Putih
PG170 | PG 170 | EGA | PB | 2017 | Cempaka Putih
PG97 | PG 97 | EGA | PB | 2013 | Cempaka Putih
PG97 | PG 97 | EGA | LBS | 2013 | Cempaka Putih
PG97 | PG 97 | EGA | LBS | 2017 | Cempaka Putih
PG171 | PG 171 | FLUOKIT M | PMT |  | Cempaka Putih
PG171 | PG 171 | KIT 25 | PBI |  | Cempaka Putih
PG171 | PG 171 | FLOUKIT M | PBII |  | Cempaka Putih
PG172 | PG 172 | SM 6 | PMT |  | Cempaka Putih
RM51 | RM 51 | KIT M | GH06 |  | Cempaka Putih
PG172 | PG 172 | KIT 25 | PT |  | Cempaka Putih
PG172 | PG 172 | KIT M | PGDB |  | Cempaka Putih
PG172 | PG 172 | KIT 25 | B1 |  | Cempaka Putih
RM51 | RM 51 | KIT M | PGC |  | Cempaka Putih
PG183 | PG 183 | MG | LBS |  | Cempaka Putih
PG183 | PG 183 | MG | CBOM |  | Cempaka Putih
KB122 | KB 122 - RMU | SIEMENS | LBS |  | Kebon Jeruk
PG182 | PG 182 | EGA | LBS | 2013 | Cempaka Putih
PG182 | PG 182 - 1306119 | ABB | KOPEL | 2000 | Cempaka Putih
KB185 | KB 185 - LBS 1 | SCHNEIDER | CBOG |  | Kebon Jeruk
KG202 |  | FLUOKIT M | B1 |  | Marunda
PK98 |  | EGA | LBS |  | Marunda
PK105 |  | MG SCHNEIDER | LBS |  | Marunda
CK206 |  | SCHNEIDER RM6 | LBS |  | Marunda
PK95A |  | MG SCHNEIDER | PGDB |  | Marunda
PK75 |  | KIT 25 | B1 |  | Marunda
CK206 |  | SCHNEIDER RM6 | LBS |  | Marunda
PK204 |  | SCHNEIDER SM6 | PGC |  | Marunda
BK195 | 0405.15.209 | SCHNEIDER SM6 | PB | 2015 | Marunda
KG33 |  | FLUOKIT M | PGC |  | Marunda
PK135 | 73870200030002 | SIEMENS | LBS | 2005 | Marunda
MD94 | CV796364-000050/001 | SIEMENS | PB TRAFO | 2010 | Marunda
CK126 |  | MG SCHNEIDER | PB TRAFO |  | Marunda
CK3 |  | MG VERCORS | LBS |  | Marunda
PK266 |  | ORMAZABAL | LBS |  | Marunda
CGR12 | CGR 12 | EGA MR | LBS-2 |  | Lenteng Agung
CGR12 | CGR 12 | EGA | PB-1 |  | Lenteng Agung
MN17 |  | MERLIN GERLIN SM6 | LBS |  | Pondok Gede
MN18P | 13-02234 | ABB | LBS | 2013 | Pondok Gede
MN18P | 13-02431 | ABB | PB | 2013 | Pondok Gede
CK52Z |  | FLUOKIT M | LBS 2 |  | Marunda
MD54 | CI-2016-W26-2-0003 | SCHNEIDER SM6 | CBOM | 2016 | Marunda
KG141 |  | FLUOKIT M | PB TRAFO |  | Marunda
KG294 |  | MG SM6 | LBS |  | Marunda
BK19 | 0711.16.213 | EGA | LBS | 2016 | Marunda
PK232 |  | FLUOKIT M | PB TRAFO |  | Marunda
KG33 |  | CONTACT PLASMA | LBS |  | Marunda
KG410 |  | CONTACT PLASMA | PB TRAFO 1 |  | Marunda
BK163 | 23760/083/11/01/E6 | GAE GLS | LBS | 2011 | Marunda
KG100 |  | GAE | PB TRAFO |  | Marunda
MD54 | - | SCHNEIDER SM6 | LBS 1 | 2016 | Marunda
TP91 | TP 91 | ABB | B1 |  | Cempaka Putih
D49A | D 49A - LBS 1 | SCHNEIDER | LBS MANUAL | 2016 | Kebon Jeruk
D49A | D 49A - LBS 2 | SCHNEIDER | CBOG | 2017 | Kebon Jeruk
SP88 | D 49A - LBS 3 | SCHNEIDER | LBS |  | Kebon Jeruk
D49A | D 49A - PB 1 | EGA | PB | 2016 | Kebon Jeruk
TP5N | TP 5N | SCHNEIDER SM6 | PMT |  | Cempaka Putih
TP5N | TP 5N | SCHNEIDER SM6 | PMT |  | Cempaka Putih
TP6D | TP 6D | EGA | CBOG |  | Cempaka Putih
TP6D | TP 6D | EGA | PMT |  | Cempaka Putih
TP6H | TP 6H | EGA | PB 2 |  | Cempaka Putih
SP88 | D 49B - LBS 1 | EGA | LBS |  | Kebon Jeruk
TP6M | TP 6M | SCHNEIDER SM6 | PMT |  | Cempaka Putih
TP6M | TP 6M | EGA | PB |  | Cempaka Putih
TD143 | - | FLOUKIT M | LBS |  | Bulungan
TD14B | - | FLOUKIT M | PMT |  | Bulungan
TD14B | - | SCHNEIDER | PB |  | Bulungan
TD14B | - | FLOUKIT M | PMT |  | Bulungan
TD14C | 0 | FLOUKIT M | PB |  | Bulungan
TD14C | 0 | FLOUKIT M | PMT |  | Bulungan
TD14C | 0 | FLOUKIT M | PMT |  | Bulungan
TD14D | 0 | FLOUKIT M | PB |  | Bulungan
TD14D | 0 | FLOUKIT M | PMT |  | Bulungan
TD14D | 0733.17.213 | EGA | LBS |  | Bulungan
TD14E | 0 | EGA | LBS |  | Bulungan
TD14E | 0 | EGA | LBS MOTORIZE |  | Bulungan
TD14E | 0 | EGA | PB |  | Bulungan
TD16 | 0 | KIT 25 | PB |  | Bulungan
MP180 | MP 180 134913-BL | EGA | LBS |  | Bulungan
MP180 | MP 180 63013-BL | EGA | PB |  | Bulungan
KG47 |  | ORMAZABAL | PGDB |  | Marunda
MP179 | MP 179 70712BL | EGA | LBS |  | Bulungan
MP179 | MP 179 70612BL | EGA | LBS |  | Bulungan
MP179 | MP 179 12-1282 | ABB | PB |  | Bulungan
MP177 | MP 177 12-975 | ABB | LBS MOTORIZED | 2012 | Bulungan
MP177 | MP 177 12-587 | ABB | LBS MOTORIZED | 2012 | Bulungan
MP177 | 0 | FLOUKIT M | PGC | 2012 | Bulungan
MP176 | MP 176 W28.6.0004 | SCHNEIDER | LBS | 2012 | Bulungan
MP176 | MP 176 W28.6.0011 | SCHNEIDER | LBS | 2012 | Bulungan
MP176 | MP 176 W30.1.0006 | SCHNEIDER | CBOM | 2012 | Bulungan
MP166 | MP 166 14127 | FLOUKIT M | LBS |  | Bulungan
MP166 | MP 166 14142 | FLOUKIT M | LBS |  | Bulungan
MP166 | MP 166 4690 | FLOUKIT M | PB |  | Bulungan
MP165 | MP 165 14128 | FLOUKIT M | LBS |  | Bulungan
MP165 | MP 165 14160 | FLOUKIT M | LBS |  | Bulungan
MP165 | MP 165 4666 | FLOUKIT M | PB |  | Bulungan
MP164 | MP 164 14135 | FLOUKIT M | LBS |  | Bulungan
KL221 | KL 221 28660 | GAE | LBS MOTORIZE | 2013 | Bulungan
KL221 | KL 221 28632 | GAE | LBS MOTORIZE | 2013 | Bulungan
KL221 | KL 221 664-13BF | EGA | PB | 2013 | Bulungan
DT54 | DT 54 | EGA | LBS-1 |  | Lenteng Agung
DT54 | DT 54 | EGA | LBS-2 |  | Lenteng Agung
KS72 | C1.2017.W40.3.0107 | SCHNEIDER | LBS | 2017 | Menteng
DT54 | DT 54 | FLUOKIT M | PGDB-1 |  | Lenteng Agung
K85C | K 85C | KIT 25 | PMT |  | Cempaka Putih
K85E | K 85E | KIT 27 | PMT |  | Cempaka Putih
K85E | K 85E | KIT 27 | PB 1 |  | Cempaka Putih
K96N | K 96N | SCHNEIDER SM6 | PMT | 2011 | Cempaka Putih
K96N | K 96N | GAE | PB 1 | 2011 | Cempaka Putih
PG2 | PG2 | SM6 | KOSONG |  | Cempaka Putih
K111 | K 111 | FLUKIT M | PGC 2 |  | Cempaka Putih
K112 | K 112 | FLUKIT M | PB 3 |  | Cempaka Putih
K112 | K 112 | FLUMATIC | PMT |  | Cempaka Putih
K112 | K 112 | KIT 27.3 | PT |  | Cempaka Putih
CK52N | 500411660/7011-08 | ABB SAFEPLUS | LBS | 2011 | Marunda
K112 | K 112 | KIT 27.3 | PGDB 1 |  | Cempaka Putih
K214 | K 214 | SCHNEIDER SM6 | PGC 1 |  | Cempaka Putih
K214 | K 214 | EGA | PMT |  | Cempaka Putih
K214 | K 214 | EGA | PMT |  | Cempaka Putih
K214 | K 214 | SCHNEIDER SM6 | PGC 2 |  | Cempaka Putih
K222 | K 222 | EGA | PMT |  | Cempaka Putih
K222 | K 222 | EGA | PMT |  | Cempaka Putih
RM75P | RM75P | ORMAZABAL | LBS | 2018 | Cempaka Putih
K247 | K 247 | EGA | PB |  | Cempaka Putih
K264 | K 264 | ABB UNISWITCH | PMT |  | Cempaka Putih
RM15 | RM15 | SCHNEIDER | LBS | 2018 | Cempaka Putih
K264 | K 264 | SCHNEIDER SM6 | PGC |  | Cempaka Putih
K268B | K 268B | SCHNEIDER SM6 | PMT |  | Cempaka Putih
K268B | K 268B | SCHNEIDER SM6 | PB |  | Cempaka Putih
PS2N | PS 2 | SCHNEIDER SM6 | PMT |  | Cempaka Putih
PG227 | PG 227 | KIT M24 | PGDB | 1995 | Cempaka Putih
PG2 | PG2 | SM6 | LBS |  | Cempaka Putih
KB185 | KB 185 - LBS 2 | SCHNEIDER | LBS MANUAL |  | Kebon Jeruk
PG182 | PG 182 | MG | LBS |  | Cempaka Putih
KB185 | KB 185 - PB 1 | SCHNEIDER | PB TRAFO |  | Kebon Jeruk
PG176 | PG 176 | MG | PB |  | Cempaka Putih
PG177 | PG 177 | EGA | PMT |  | Cempaka Putih
PG177 | PG 177 | EGA | PB |  | Cempaka Putih
PG178 | PG 178 | SM 6 | PGC | 2013 | Cempaka Putih
PG180 | PG 180 | SCHNEIDER | LBS | 2017 | Cempaka Putih
PG180 | PG 180 | SCHNEIDER | LBS | 2018 | Cempaka Putih
PG167 | PG 167 | SCHNEIDER | LBS |  | Cempaka Putih
PG131 | PG 131 | FLUOMATIC | PMT |  | Cempaka Putih
PG131 | PG 131 | FLUOMATIC | PB |  | Cempaka Putih
PG98 | PG 98 | SCHNEIDER | LBS | 2018 | Cempaka Putih
PG132 | PG 132 | SM 6 | CBOG |  | Cempaka Putih
PG132 | PG 132 | SM6 | PMT |  | Cempaka Putih
PG164 | PG 164 | EGA | LBS |  | Cempaka Putih
PG164 | PG 164 | SM6 | LBS |  | Cempaka Putih
PG156 | PG 156 | FLUMATIC | PMT |  | Cempaka Putih
PG156 | PG 156 | KIT 25 | PMT |  | Cempaka Putih
PG156 | PG 156 | KIT M | PGDB |  | Cempaka Putih
PG101 | PG 101 | ABB | PB |  | Cempaka Putih
PG156 | PG 156 | KIT 25 | PT |  | Cempaka Putih
PG101 | PG 101 | ABB | LBS |  | Cempaka Putih
PG133 | PG 133 | FLUOKIT M | PB |  | Cempaka Putih
PG76 | PG 76 | SM 6 | PMT |  | Cempaka Putih
PG76 | PG 76 | SM6 | PMT |  | Cempaka Putih
PG76 | PG 76 | SM 6 | PGC |  | Cempaka Putih
PG266 | PG 266 | KIT M | PGDB |  | Cempaka Putih
PG24 | PG 24 | EGA | LBS |  | Cempaka Putih
TP26 | TP 26 | FLOUKIT M | PGDB |  | Cempaka Putih
TP50 | TP 50 | EGA | PMT |  | Cempaka Putih
TP63 | TP 63 | MERLIN GERLIN SM6 | PMT |  | Cempaka Putih
PG27 | PG 27 | KIT 27,2 | PGDB |  | Cempaka Putih
RM12N | RM 12N | SM 6 | PMT |  | Cempaka Putih
RM12N | RM 12N | SM 6 | PB |  | Cempaka Putih
PG231 | PG 231 | SCHNEIDER | LBS | 2018 | Cempaka Putih
PG231 | PG 231 | SCHNEIDER | CBOM | 2019 | Cempaka Putih
RM5 | RM 5 | EGA | PMT |  | Cempaka Putih
RM5 | RM 5 | EGA | PB |  | Cempaka Putih
PG55 | PG 55 | SM 6 | PMT |  | Cempaka Putih
PG55 | PG 55 | SM 6 | PMT |  | Cempaka Putih
PG55 | PG 55 | SM 6 | PGC |  | Cempaka Putih
PG234 | PG 234 | ABB | LBS |  | Cempaka Putih
RM4N | RM 4N | EGA | LBS | 2016 | Cempaka Putih
KB326 | 0 | SCHNEIDER | PB |  | Bulungan
KB326 | 705 | SCHNEIDER | CBO MOTORIZE |  | Bulungan
MG110B | 0 | EGA | LBS |  | Bulungan
KB327 | SM9605038 | MERLIN GERIN | LBS |  | Bulungan
KB327 | 931B401 | KIT 27.2 | PB |  | Bulungan
KB327 | 0 | FLUOKIT.M | PMT |  | Bulungan
KB327 | 0 | MERLIN GERIN | LBS |  | Bulungan
MG110B | 0 | EGA | LBS MOTORIZE |  | Bulungan
KB332 | 0 | ABB | LBS |  | Bulungan
KB332 | 0 | ABB | LBS |  | Bulungan
KB332 | 0 | ABB | LBS |  | Bulungan
KB332 | 0 | ABB | CBO |  | Bulungan
MP204 | 1289.18.214 | EGA | PB | 2014 | Bulungan
KB333 | 0 | EGA | PB |  | Bulungan
KB333 | 0 | EGA | PMT |  | Bulungan
KB333 | 0 | FLOUKIT M | PB2 |  | Bulungan
KB333 | 0 | EGA | PMT |  | Bulungan
KL70 | 0 | EGA | PB2 |  | Bulungan
KB334 | - | SCHNEIDER | PMT |  | Bulungan
MP209 | 0 | SCHNEIDER | LBS |  | Bulungan
KB334 | 0 | SCHNEIDER | CBO |  | Bulungan
TP6N | TP 6N | EGA | PB 2 |  | Cempaka Putih
TP6N | TP 6N | EGA | PB 1 |  | Cempaka Putih
D51 | D 51 - LBS 1 | FLOUKIT M | LBS |  | Kebon Jeruk
TP7 | TP 7 | MERLIN GERLIN SM6 | PB 3 |  | Cempaka Putih
D51 | D 51 - LBS 2 | FLOUKIT M | LBS |  | Kebon Jeruk
D58A | D 58A - LBS 1 | EGA | LBS |  | Kebon Jeruk
D58A | D 58A - LBS 2 | FLOUKIT M | LBS |  | Kebon Jeruk
D58A | D 58A - PB 1 | FLOUKIT M | PB |  | Kebon Jeruk
D59N | D 59N - LBS 1 | EGA | LBS |  | Kebon Jeruk
D59N | D 59N - LBS 2 | SCHNEIDER | PB |  | Kebon Jeruk
D59N | D 59N - PB 1 | SCHNEIDER | LBS |  | Kebon Jeruk
RM64 | RM 64 | EGA | PGC |  | Cempaka Putih
PG3 | PG 3 | ABB | PMT |  | Cempaka Putih
PG3 | PG 3 | ABB | PMT |  | Cempaka Putih
DT29 | DT 29 | ORMAZABAL | CBOG-1 |  | Lenteng Agung
PG32 | PG 32 | SCHNEIDER | CBOM | 2015 | Cempaka Putih
PG33 | PG 33 | EGA | KOPEL PMT |  | Cempaka Putih
PG33 | PG 33 | SM6 | PB |  | Cempaka Putih
PG33 | PG 33 | SM6 | PMT |  | Cempaka Putih
PG33 | PG 33 | SM6 | KOPEL PMT |  | Cempaka Putih
PG33 | PG 33 | SM 6 | CBOG PMT |  | Cempaka Putih
PG195 | PG 195 | FLUOKIT M ( M ) | PMT |  | Cempaka Putih
PG110 | PG 110 | DELLE ALSTHOM | B1 |  | Cempaka Putih
PG195 | PG 195 | FLUOKIT M | PGDB |  | Cempaka Putih
PS78 | PS 78 | SCHNEIDER SM6 | -- |  | Cempaka Putih
PS78 | PS 78 | SCHNEIDER SM6 | PGC |  | Cempaka Putih
PS80 | PS 80 | ABB UNISWITCH | PB 1 |  | Cempaka Putih
PS81 | PS 81 | SCHNEIDER SM6 | PMT |  | Cempaka Putih
PS81 | PS 81 | SCHNEIDER SM6 | PMT |  | Cempaka Putih
PS85P | PS 85 | ABB SAFERING | PMT | 2013 | Cempaka Putih
PS85P | PS 85 | ABB SAFERING | PMT | 2013 | Cempaka Putih
K92A | K92A | KIT 25 | LBS |  | Cempaka Putih
K92A | K92A | KIT 25 | LBS |  | Cempaka Putih
K92A | K92A | KIT 25 | PB |  | Cempaka Putih
K105N | K 105N | SCHNEIDER | CBOG | 2017 | Cempaka Putih
KCP9 | KCP9 | SCHNEIDER | LBS | 2016 | Cempaka Putih
K119 | K 119 | KIT M | PMT |  | Cempaka Putih
K119 | K 119 | KIT M | PB |  | Cempaka Putih
K119 | K 119 | SM 6 | PMT/CBOG |  | Cempaka Putih
K138 | K 138 | EGA | LBS | 2019 | Cempaka Putih
K138 | K 138 | EGA | LBS | 2019 | Cempaka Putih
K138 | K 138 | SCHNEIDER | ACO | 2018 | Cempaka Putih
K138 | K 138 | SCHNEIDER | ACO | 2018 | Cempaka Putih
K147A | K 147A | ULUSOY | PMT/CBOG |  | Cempaka Putih
K138 | K138 | EGA | LBS | 2017 | Cempaka Putih
PG223 | PG 223 | EGA | CBOM | 2018 | Cempaka Putih
PG232 | PG 232 | KIT 27,3 | PT |  | Cempaka Putih
PG232 | PG 232 | ABB | PB |  | Cempaka Putih
RM9 | RM 9 | KIT 27,2 | PMT |  | Cempaka Putih
RM9 | RM 9 | KIT 27,2 | PB |  | Cempaka Putih
RM8 | RM 8 | EGA | LBS | 2017 | Cempaka Putih
RM8 | RM 8 | EGA | PB | 2017 | Cempaka Putih
PG53 | PG 53 | KIT M | PMT |  | Cempaka Putih
PG53 | PG 53 | KIT M | PMT |  | Cempaka Putih
PG232 | PG 232 | SM 6 | PMT |  | Cempaka Putih
PG53 | PG 53 | KIT M | PGDB |  | Cempaka Putih
PG53 | PG 53 | KIT M | PT |  | Cempaka Putih
PG233 | PG 233 | EGA | CBOM | 2018 | Cempaka Putih
PG233 | PG 233 | SCHNEIDER | LBS | 2018 | Cempaka Putih
RM7B | RM 7B | SM 6 | PMT |  | Cempaka Putih
RM7B | RM 7B | SM 6 | PB |  | Cempaka Putih
PG54 | PG 54 | KIT M24 | LBS | 2003 | Cempaka Putih
PG54 | PG 54 | KIT M24 | LBS | 1997 | Cempaka Putih
PG234 | PG 234 | ABB | LBS |  | Cempaka Putih
RM5A | RM 5A | FLUOMATIC | PMT |  | Cempaka Putih
PG54 | PG 54 | KIT M24 | CBOM | 1997 | Cempaka Putih
RM5A | RM 5A | FLUOMATIC | PB |  | Cempaka Putih
PG229 | PG 229 | ABB | PB |  | Cempaka Putih
RM22 | RM 22 | SM 6 | PMT |  | Cempaka Putih
RM22 | RM 22 | SM 6 | PMT |  | Cempaka Putih
RM21 | RM 21 | FLUOKIT M24 | PB | 2003 | Cempaka Putih
RM21 | RM 21 | FLUOKIT M24 | LBS | 1999 | Cempaka Putih
DK88 | - | Kit 27.2 | LBS |  | Cengkareng
DK88 | - | SCHINEIDER | PGC | 2016 | Cengkareng
DK89 | - | Kit 27.2 | LBS |  | Cengkareng
DK89 | - | Kit 27.2 | LBS |  | Cengkareng
DK89 | 106 | Kit 27.2 | PT |  | Cengkareng
DK89 | 377 | KIT 27,2 | PGDB | 1989 | Cengkareng
DK89 | - | KIT 27,2 | PB | 1990 | Cengkareng
DK90 | C1-2018-W29-1-0013 | SCHNEIDER | LBS MOTORIZE | 2018 | Cengkareng
DK90 | C1-2018-W13-4-0042 | SCHNEIDER | LBS MANUAL | 2018 | Cengkareng
DK91 | 3773-13-BL | EGA | LBS MOT | 2013 | Cengkareng
DK91 | 3299-13BL | EGA | LBS | 2013 | Cengkareng
DK91 | 1820-13BF | EGA | PB | 2013 | Cengkareng
DK93 | CI-2016-W182-0018 | SCHINEIDER | PB | 2016 | Cengkareng
DK93 | CI-2016-W184-0017 | SCHINEIDER | LBS | 2016 | Cengkareng
DK93 | 3334.13.BL | EGA | LBS MOT | 2013 | Cengkareng
DK94 | 12.678 | ABB | LBS | 2012 | Cengkareng
DK94 | 12.7 | ABB | LBS | 2012 | Cengkareng
DK94 | 61.12.BF | EGA | PB | 2012 | Cengkareng
DK95 | - | MG | LBS |  | Cengkareng
DK95 | - | KIT 27,3 | LBS |  | Cengkareng
DK95 | - | MG | METERING |  | Cengkareng
DK95 | - | MG | LBS |  | Cengkareng
DK95 | - | MG | PT |  | Cengkareng
DK97 | - | MG | LBS |  | Cengkareng
DK97 | - | MG | LBS |  | Cengkareng
DK97 | - | EGA | PGC |  | Cengkareng
DK83 | 288 | UNINDO | PGDB | 1990 | Cengkareng
DK16 | - | FLUOMATIC | LBS |  | Cengkareng
JR148 |  | ABB | LBS |  | Pondok Gede
JR148 |  | ABB | LBS |  | Pondok Gede
JR148 |  | ABB | PB |  | Pondok Gede
JR149 | 23655/102/11/02/E6 | GAE | LBS | 2011 | Pondok Gede
JR149 | 23766/4083/11/01/E6 | GAE | LBS | 2011 | Pondok Gede
JR149 | 237641083/01/E6 | GAE | PB | 2011 | Pondok Gede
SN141 | 0 | SCHNEIDER | LBS |  | Bulungan
KB251 | 0 | KIT 25 | PB2 |  | Bulungan
KB431 | 0 | SCHNEIDER | PGC |  | Bulungan
MG110B | 0 | SCHNEIDER | LBS |  | Bulungan
KB431 | 1210.21.213 | EGA | LBS MOTORIZE | 2021 | Bulungan
KB297 | 0 | EGA | LBS |  | Bulungan
MG110B | 0 | EGA | LBS MOTORIZE |  | Bulungan
SN26 | 0 | SCHNEIDER | PB |  | Bulungan
KB142N | 0 | SCHNEIDER | PB2 |  | Bulungan
KB493 | 0 | EGA | CBO MOTORIZED |  | Bulungan
KL220 | 0 | EGA | PB2 |  | Bulungan
KB581 | 0 | EGA | PB |  | Bulungan
KB134 | 0 | SCHNEIDER | PMT |  | Bulungan
KB304 | 0 | SCHNEIDER | PB |  | Bulungan
KB304 | 0 | SCHNEIDER | CBO MOTORIZE |  | Bulungan
KB304 | 0 | SCHNEIDER | PB |  | Bulungan
KB305 | 0 | EGA | PB2 |  | Bulungan
KB305 | 0 | EGA | PB |  | Bulungan
KB305 | 0 | EGA | LBS MOTORIZE |  | Bulungan
KB305 | 0 | EGA | LBS MOTORIZE |  | Bulungan
KB257 | 0 | SCHNEIDER | PB2 |  | Bulungan
KB306 | SM 1036.134 | SCHNEIDER | CBO |  | Bulungan
KB306 | SM.104.0022 | SCHNEIDER | CBO |  | Bulungan
SN124 | 0 | GAE | CBO |  | Bulungan
KB307 | 0 | FLUOKIT M | PGC |  | Bulungan
KB307 | 0 | EGA | LBS MOTORIZE |  | Bulungan
KB307 | 0 | EGA | PB2 |  | Bulungan
KB307 | 0 | EGA | PB1 |  | Bulungan
PP138 | C1-2014-W06-5-0039 | SCHNEIDER | LBS MOTORIZED | 2014 | Bulungan
KB313 | 0 | SCHNEIDER | PMT |  | Bulungan
KL227 | 13.1849/2013 | ABB | LBS MOTORIZE | 2013 | Bulungan
KL227 | W1-2014-05-0030 | SCHNEIDER | LBS | 2014 | Bulungan
KB313 | 0 | SCHNEIDER | PMT | 1992 | Bulungan
KB313 | 0 | CONTAC PLASMA | PGC |  | Bulungan
MP132 | - | GAE | PB |  | Bulungan
KB314 | 0 | SCHNEIDER | PGC |  | Bulungan
KB314 | 0 | EGA | PT |  | Bulungan
KB314 | 0 | SCHNEIDER | PMT |  | Bulungan
KB314 | 0 | SCHNEIDER | PMT |  | Bulungan
KB520 | 0 | FLOUKIT M | PGC |  | Bulungan
MP213 | C1 2014 W39.7.0002 | SCHNEIDER | LBS MOTORIZED |  | Bulungan
MP212 | 0 | EGA | CBOM MOTORIZE |  | Bulungan
KB251 | 0 | KIT 27,2 | PB |  | Bulungan
KB251 | 0 | FLUOKIT M | PMT |  | Bulungan
KB251 | 0 | FLUOKIT M | PMT |  | Bulungan
KB251 | 0 | FLUOKIT M | PMT |  | Bulungan
KB253 | 0 | SCHNEIDER | PB |  | Bulungan
KB253 | 0 | FLOUKIT.M | B1 |  | Bulungan
KB253 | 0 | MERLIN GERIN | PGDB |  | Bulungan
KB253 | 0 | SCHNEIDER | LBS |  | Bulungan
MP210 | 0107.15.209.2015 | EGA | LBS |  | Bulungan
TD218 | 0 | SCHNEIDER | PGC |  | Bulungan
TD218 | 0 | EGA | PMT |  | Bulungan
TD218 | 0 | EGA | PB |  | Bulungan
TD223 | 0 | VERCORS | PB |  | Bulungan
TD223 | 0 | MERLIN GERLIN | PGC |  | Bulungan
TD223 | 0 | VERCORS | PMT |  | Bulungan
TD223 | 0 | VERCORS | PMT |  | Bulungan
TD223 | 0 | MERLIN GERLIN | PT |  | Bulungan
TD226 | - | FLOUKIT M | PMT |  | Bulungan
TD226 | - | FLOUKIT M | PMT |  | Bulungan
TD226 | - | FLOUKIT M | PB |  | Bulungan
TD233 | 3076 | FLOUKIT.M | PMT | 1995 | Bulungan
TD243 | 0 | EGA | LBS MOTORIZE |  | Bulungan
TD243 | 0 | FLOUKIT M | PGC |  | Bulungan
TD243 | 0 | EGA | LBS MOTORIZE |  | Bulungan
TD245 | SM0100775 | MERLIN GERIN | PB |  | Bulungan
TD245 | 0 | SCHNEIDER | CBO |  | Bulungan
TD245 | SM0100837 | MERLIN GERIN | PMT |  | Bulungan
TD246 | 9209477 | MERLIN GERIN | LBS |  | Bulungan
TD246 | 9113795 | MERLIN GERIN | LBS |  | Bulungan
KB13C | 0 | SCHNEIDER | LBS |  | Bulungan
KB13C | 0 | SCHNEIDER | CBO MOTORIZE |  | Bulungan
KB13C | 0 | SCHNEIDER | PB |  | Bulungan
KB13C | 0 | SCHNEIDER | PB |  | Bulungan
KB13D | 0 | F&G | PB |  | Bulungan
KB13D | 0 | F&G | RMU |  | Bulungan
KB13D | 0 | F&G | PB |  | Bulungan
KB13D | 0 | F&G | RMU |  | Bulungan
KB14 | 0 | SCHNEIDER | PB |  | Bulungan
KB14 | 0 | SCHNEIDER | PB |  | Bulungan
KB14 | 0 | EGA | LBS MOTORIZE |  | Bulungan
KB14 | 0 | SCHNEIDER | LBS |  | Bulungan
KB142N | 0 | SCHNEIDER | PB |  | Bulungan
KB142N | 0 | SCHNEIDER | CBO MOTORIZE |  | Bulungan
KB142N | 0 | SCHNEIDER | LBS MOTORIZE |  | Bulungan
KB144 | 0 | SCHNEIDER | LBS MOTORIZE |  | Bulungan
KB144 | 0 | SCHNEIDER | LBS MOTORIZE |  | Bulungan
KB144 | 0 | KIT 27.2 | PB |  | Bulungan
KB147 | 0 | EGA | PMT |  | Bulungan
KB147 | 0 | ABB | PMT |  | Bulungan
KB147 | 0 | EGA | PMT |  | Bulungan
KB147 | 9519076L | MERLIN GERIN | PMT |  | Bulungan
KB147 | 0 | ABB | LBS |  | Bulungan
KB147 | 6829 | FLOUKIT M | LBS |  | Bulungan
KB149 | 384 | F&G | PMT | 1991 | Bulungan
KB149 | 384 | F&G | PMT | 1991 | Bulungan
KB149 | 384 | F&G | PB | 1991 | Bulungan
KB149P | 0 | SCHNEIDER | PB |  | Bulungan
KB149P | 0 | EGA | LBS |  | Bulungan
KB149P | 0 | EGA | LBS MOTORIZE |  | Bulungan
KB14A | 0 | GAE | PMT |  | Bulungan
KB14A | 0 | GAE | PMT |  | Bulungan
KB14A | 0 | GAE | PB |  | Bulungan
KB15 | 0954-20 | ULLUSOY | LBS MOTORIZE | 2020 | Bulungan
KB15 | 0202-20 | ULLUSOY | LBS MOTORIZE | 2020 | Bulungan
KB15 | KB 15 | SIEMENS | PB |  | Bulungan
KB152N | 0799.17.213 | EGA | LBS | 2017 | Bulungan
KB152N | 1794.17.213 | EGA | LBS MOTORIZE | 2017 | Bulungan
KB152N | 0 | SCHNEIDER | PB | 2017 | Bulungan
KB153 | 0 | MERLIN GERIN | PB |  | Bulungan
KB153 | 0 | MERLIN GERIN | PMT |  | Bulungan
SN38 | 0 | EGA | LBS |  | Bulungan
KB153 | 0 | EGA | CBO MOTORIZE |  | Bulungan
PG179 | PG 179 | SM 6 | LBS |  | Cempaka Putih
PG165 | PG 165 | DELLE ASTHOM | B 1 |  | Cempaka Putih
KB153P | 0 | FLOUKIT M | LBS |  | Bulungan
KB153P | 0 | ABB | PB |  | Bulungan
KB153P | 0 | FLOUKIT M | PMT |  | Bulungan
KB92N | C1.2016.W33.3.0068 | SCHNEIDER | PB | 2016 | Bulungan
KB93B | 0 | GAE | PMT |  | Bulungan
KB93B | 0 | GAE | PB |  | Bulungan
KB93B | 0 | GAE | PMT |  | Bulungan
KB97 | 0 | EGA | LBS MOTORIZE |  | Bulungan
KB97 | 0 | EGA | LBS |  | Bulungan
KB97 | 0 | EGA | PB |  | Bulungan
KB99 | 5421 | ABB | PMT |  | Bulungan
TD407 | 0 | SCHNEIDER | LBS |  | Bulungan
KB99 | 0 | ABB | PB |  | Bulungan
KB99 | 0 | ABB | PMT |  | Bulungan
KL1 | 0 | EGA | PB |  | Bulungan
KL1 | 0 | EGA | LBS |  | Bulungan
KL1 | 0 | EGA | PB2 |  | Bulungan
KL102 | 0 | FLUOKIT M | PMT |  | Bulungan
CGR21 | CGR 21 | GAE | LBS-2 |  | Lenteng Agung
CGR21 | CGR 21 | GAE | PB-1 |  | Lenteng Agung
K37E | K 37E | EGA | PMT |  | Cempaka Putih
K37E | K 37E | EGA | PMT |  | Cempaka Putih
K105N | K105 | SCHNEIDER | LBS | 2013 | Cempaka Putih
RM15 | RM15 | SCHNEIDER | ACO | 2018 | Cempaka Putih
K37F | K 37F | EGA | PMT |  | Cempaka Putih
K37F | K 37F | SM 6 | PMT |  | Cempaka Putih
K103C | K103C | KIT M | LBS/PMT |  | Cempaka Putih
K37G | K 37G | RM6 | PMT |  | Cempaka Putih
K37G | K 37G | RM6 | PMT |  | Cempaka Putih
K37G | K 37G | RM6 | PB |  | Cempaka Putih
CGR23 | CGR 23 | SCHNEIDER | PB-1 |  | Lenteng Agung
CGR23 | CGR 23 | SCHNEIDER | LBS-1 |  | Lenteng Agung
CGR23 | CGR 23 | SCHNEIDER | LBS-2 |  | Lenteng Agung
CGR24 | CGR 24 | SCHNEIDER | LBS-1 |  | Lenteng Agung
CGR24 | CGR 24 | SCHNEIDER | LBS-2 |  | Lenteng Agung
CGR24 | CGR 24 | SCHNEIDER | PB-1 |  | Lenteng Agung
CGR26 | CGR 26 | GAE GLS | LBS-1 |  | Lenteng Agung
CGR26 | CGR 26 | GAE GLS | LBS-2 |  | Lenteng Agung
CGR26 | CGR 26 | GAE GLS | PB-1 |  | Lenteng Agung
CGR6 | CGR 6 | SCHNEIDER | LBS-1 |  | Lenteng Agung
CGR6 | CGR 6 | SCHNEIDER | LBS-2 |  | Lenteng Agung
CGR6 | CGR 6 | SCHNEIDER | PB-1 |  | Lenteng Agung
CGR8 | CGR 8 | ABB SAFERING | LBS-1 |  | Lenteng Agung
CGR8 | CGR 8 | ABB SAFERING | PB-1 |  | Lenteng Agung
DT13 | DT 13 | SCHENEIDER | LBS-2 |  | Lenteng Agung
TA175 | 60717214 | EGA | PB | 2017 | Cengkareng
TA178 | 0982.17.212 | EGA | LBS | 2017 | Cengkareng
TA178 | 0504.17.213 | EGA | LBS | 2017 | Cengkareng
TA178 | 0820.17.214 | EGA | PB1 | 2017 | Cengkareng
KB347 | 0 | SCHNEIDER | CBO MOTORIZE |  | Bulungan
MP204 | 0 | EGA | LBS |  | Bulungan
KB347 | 0 | SCHNEIDER | CBO MOTORIZE |  | Bulungan
KB347 | 0 | SCHNEIDER | CBO MOTORIZE |  | Bulungan
KB347 | 0 | SCHNEIDER | CBO MOTORIZE |  | Bulungan
KB349 | 0 | EGA | LBS MOTORIZE |  | Bulungan
KB349 | 0 | EGA | LBS |  | Bulungan
KB349 | 91511036 | MERLIN GERIN | PGC |  | Bulungan
KB351 | 0 | SCHNEIDER | LBS MOTORIZE |  | Bulungan
KB585 | 0 | EGA | PB |  | Bulungan
KB351 | 0 | SCHNEIDER | CBO |  | Bulungan
KB351 | 0 | SCHNEIDER | LBS MOTORIZE |  | Bulungan
KB352 | 0 | EGA | PB |  | Bulungan
MP204 | 0 | EGA | LBS |  | Bulungan
KB352 | 0 | SCHNEIDER | PMT |  | Bulungan
MP205 | 796 | FLUOKIT M | LBS |  | Bulungan
MP205 | 0 | FLUOKIT M | PGC |  | Bulungan
MP205 | 8996 | FLUOKIT M | LBS |  | Bulungan
KB352 | 0 | SCHNEIDER | PMT |  | Bulungan
KB352 | 0 | SCHNEIDER | CBO |  | Bulungan
KB353 | 0 | EGA | LBS MOTORIZE |  | Bulungan
KB353 | 2185 | FLUOKIT M | PMT |  | Bulungan
KB353 | 682 | KIT 25 | PB |  | Bulungan
TD313 | 0 | GAE | PMT |  | Bulungan
TD313 | 0 | GAE | PMT |  | Bulungan
TD313 | 0 | GAE | PB |  | Bulungan
MP203 | C1-2014-W41-3-0036 | SCHNEIDER | CBOM |  | Bulungan
TD316 | CI-2012-w36-2-0014 | SCHNEIDER | PB | 2014 | Bulungan
TD316 | 1796.17.213 | EGA | LBS MOTORIZE | 2017 | Bulungan
TD316 | 0800-17-212 | EGA | LBS | 2017 | Bulungan
TD319 | 0 | F & G | LBS |  | Bulungan
TD319 | 0 | F&G | LBS |  | Bulungan
TD319 | 0 | F & G | PMT |  | Bulungan
TD319 | 0 | F & G | PB |  | Bulungan
TD32 | 0 | ABB | LBS MOTORIZE |  | Bulungan
TD32 | 0 | ABB | LBS |  | Bulungan
MP211 | 0111.15.209 | EGA | LBS MOTORIZE | 2014 | Bulungan
TD333 | 95034984 | MERLIN GERIN | PB |  | Bulungan
TD333 | 9503532 | MERLIN GERIN | PMT |  | Bulungan
TD333 | 9503541 | MERLIN GERIN | PMT |  | Bulungan
TD334 | 9518289L | MERLIN GERIN | PT |  | Bulungan
TD334 | 0 | SCHNEIDER | CBO |  | Bulungan
TD334 | 59502370 | MERLIN GERIN | B1 |  | Bulungan
TD334 | 9511382L | MERLIN GERIN | PGDB |  | Bulungan
TD334 | 9516188L | MERLIN GERIN | PMT |  | Bulungan
TD338 | 0 | EGA | LBS MOTORIZE |  | Bulungan
TD338 | 0 | EGA | PB |  | Bulungan
TD246 | 9208419 | MERLIN GERIN | LBS |  | Bulungan
TD246 | 92191011 | MERLIN GERIN | PGDB |  | Bulungan
TD246 | 9403605 | MERLIN GERIN | PT |  | Bulungan
TD247 | 17081342 | EGA | LBS MOTORIZE | 2017 | Bulungan
TD247 | 17081333 | EGA | LBS MOTORIZE | 2017 | Bulungan
TD248 | 9115798 | MERLIN GERIN | PMT |  | Bulungan
TD248 | 9117683 | MERLIN GERIN | PMT |  | Bulungan
TD248 | 247612005 | FLUOKIT M | PB |  | Bulungan
TD24N | 0 | SCHNEIDER | PB |  | Bulungan
TD24N | 0 | SCHNEIDER | LBS |  | Bulungan
TD24N | 0 | SCHNEIDER | LBS |  | Bulungan
TD250 | 0 | SIEMENS | PB |  | Bulungan
TD250 | 0 | SIEMENS | PMT |  | Bulungan
TD250 | 0 | SIEMENS | PMT |  | Bulungan
SN90 | 9519380 | MERLIN GERIN | PMT |  | Bulungan
SN90 | 95274892 | MERLIN GERIN | PGDB |  | Bulungan
SN90 | 95310081 | MERLIN GERIN | CT |  | Bulungan
SN90 | 9520090 | MERLIN GERIN | PMT |  | Bulungan
SN91 | 9520318 | MERLIN GERIN | PMT |  | Bulungan
SN91 | 9521036 | MERLIN GERIN | PMT |  | Bulungan
SN91 | 9521042 | MERLIN GERIN | PMT |  | Bulungan
SN91 | 9521022 | MERLIN GERIN | PMT |  | Bulungan
SN91 | 9606957 | MERLIN GERIN | B1 |  | Bulungan
SN91 | 9531010 | MERLIN GERIN | CT |  | Bulungan
SN91 | 9516295 | MERLIN GERIN | PT |  | Bulungan
SN91 | 9520280 | MERLIN GERIN | PMT |  | Bulungan
SN91 | 9521012 | MERLIN GERIN | PMT |  | Bulungan
SN92 | 0 | MERLIN GERIN | KONSUMEN |  | Bulungan
SN92 | 0 | MERLIN GERIN | KONSUMEN |  | Bulungan
SN92 | 9525006 | MERLIN GERIN | PMT |  | Bulungan
SN92 | 9527295 | MERLIN GERIN | PMT |  | Bulungan
SN92 | 9606931 | MERLIN GERIN | PMT |  | Bulungan
SN92 | 0 | MERLIN GERIN | PT |  | Bulungan
SN92 | 0 | SCHNEIDER | PMT |  | Bulungan
SN92 | 0 | SCHNEIDER | PMT |  | Bulungan
SN92 | 0 | SCHNEIDER | PMT |  | Bulungan
SN92 | 0 | MERLIN GERIN | CBO |  | Bulungan
SN94 | 0 | EGA | LBS MOTORIZE |  | Bulungan
SN94 | 0 | EGA | LBS |  | Bulungan
SN94 | 0 | EGA | CBO MOTORIZE |  | Bulungan
BT39 | 0 | SIEMENS | PB2 |  | Bulungan
TD289 | 0 | EGA | PGC |  | Bulungan
SN94 | 0 | EGA | PB |  | Bulungan
SN95 | 0 | FLUOKIT M | PGC |  | Bulungan
SN95 | 1347.21.213 | EGA | LBS | 2021 | Bulungan
SN95 | 0 | EGA | LBS |  | Bulungan
SN95 | 0 | SCHNEIDER | PB |  | Bulungan
SN95 | 0 | FLUOKIT | PB |  | Bulungan
SN96 | 0 | SCHNEIDER | PMT |  | Bulungan
K51 | K 51 | FLUKIT M | PMT |  | Cempaka Putih
K51 | K 51 | ABB | PB |  | Cempaka Putih
K51B | K 51B | EGA | PMT |  | Cempaka Putih
K51B | K 51B | EGA | PB |  | Cempaka Putih
K64B | K 64B | EGA | PMT |  | Cempaka Putih
JS40 | CI-2016-W08-4-0025 | SCHNEIDER | LBS | 2016 | Pondok Gede
JS40 | 180042213 | EGA | LBS | 2012 | Pondok Gede
JS40 | CI-2016-W03-2-0008 | SCHNEIDER | PB | 2016 | Pondok Gede
K103C | K 103C | SM 6 | LBS/CBOM |  | Cempaka Putih
K103C | K 103C | SM 6 | LBS/PMT |  | Cempaka Putih
K103D | K 103D | KIT 25 | PMT |  | Cempaka Putih
K103D | K 103D | KIT 25 | PMT |  | Cempaka Putih
K103C | K 103D | KIT M | LBS/PMT |  | Cempaka Putih
KCP2 | KCP2 | SM6 | LBS/PMT |  | Cempaka Putih
K103D | K 103D | KIT 25 | PB |  | Cempaka Putih
KCP9 | KCP9 | SCHNEIDER | ACO | 2018 | Cempaka Putih
CK184 |  | GAE GDSA | PGC |  | Marunda
CK186 |  | ORMAZABAL | PT |  | Marunda
CK186 |  | ORMAZABAL | PGC |  | Marunda
TD259 | 9503265 | EGA | LBS MOTORIZE |  | Bulungan
TD259 | 9524409 | MERLIN GERIN | B1 |  | Bulungan
TD259 | 95120906 | MERLIN GERIN | PGDB |  | Bulungan
TD25N | 0 | FLOUMATIC | PMT |  | Bulungan
TD25N | 0 | FLOUMATIC | PB |  | Bulungan
SN80 | 0 | GAE | CBO |  | Bulungan
TD266 | 0 | FLOUKIT M | PGDB |  | Bulungan
TD266 | 0 | FLOUKIT M | PGC |  | Bulungan
TD266 | 0 | FLOUKIT M | PT |  | Bulungan
MP202 | 0 | EGA | LBS MOTORIZED |  | Bulungan
TD266 | 0 | FLOUKIT M | PMT |  | Bulungan
TD266 | 0 | FLOUKIT M | PMT |  | Bulungan
TD266 | 0 | FLOUKIT M | B1 |  | Bulungan
TD267 | 91411025 | MERLIN GERLIN | PGC |  | Bulungan
TD267 | 9240059 | EGA | LBS MOTORIZE |  | Bulungan
TD267 | 9240010 | EGA | LBS MOTORIZE |  | Bulungan
TD269 | 0 | MERLIN GERIN | LBS |  | Bulungan
TD269 | 0 | GAE | PGC |  | Bulungan
TD269 | 0 | MERLIN GERIN | LBS |  | Bulungan
TD26P | 0 | SCHNEIDER | LBS MOTORIZE |  | Bulungan
TD26P | 0 | SCHNEIDER | LBS MOTORIZE |  | Bulungan
TD270 | - | EGA | CBOM MOTORIZE |  | Bulungan
TD270 | 1600 | FLOUKIT.M | PMT |  | Bulungan
TD270 | 06-5145/003 | KIT 25 | PMT |  | Bulungan
JW25 |  |  |  |  | Pondok Gede
JR93P |  | SCHNEIDER RM6 | LBS |  | Pondok Gede
TA179 | W10-2-0049 | SCHNEIDER | LBS | 2018 | Cengkareng
TA179 | W12-5-0032 | SCHNEIDER | PB1 | 2018 | Cengkareng
TA179 | W12-58-0032 | SCHNEIDER | LBS | 2018 | Cengkareng
TA180 | W53-3-0011 | SCHINEIDER | LBS | 2016 | Cengkareng
TA180 | 0722-17-214 | SCHNEIDER | PB | 2017 | Cengkareng
TA181 | 0838.17.212 | EGA | LBS | 2017 | Cengkareng
TA181 | 1375.17.213 | EGA | LBS MOT | 2017 | Cengkareng
TA181 | 0194-18-234 | EGA | PGC | 2018 | Cengkareng
TA182 | 0856.17.212 | EGA | LBS | 2017 | Cengkareng
TA182 | 1084-17-234 | EGA | CBO MOT | 2017 | Cengkareng
TA182 | CI-2017-W36-3-0017 | SCHINEIDER | PB | 2017 | Cengkareng
TA182 | 697.1317 | EGA | PB | 2017 | Cengkareng
TA183T | - | ORMAZABAL | LBS |  | Cengkareng
TA183T | - | ORMAZABAL | LBS |  | Cengkareng
TA183T | - | ORMAZABAL | PB |  | Cengkareng
TA185P | AEP-2016-CSF 63057 | ORMAZABAL | LBS | 2016 | Cengkareng
TA185P | AEP-2016-CSF 63027 | ORMAZABAL | LBS | 2016 | Cengkareng
TA185P | AEP-2016-CSF 61025 | ORMAZABAL | PB | 2016 | Cengkareng
TA24 | - | EGA | LBS |  | Cengkareng
TA24 | - | EGA | LBS |  | Cengkareng
TA24 | - | EGA | LBS |  | Cengkareng
TA27 | 13.1771 | ABB | LBS | 2013 | Cengkareng
TA27 | 2264-19 | ULUSOY | PGC | 2019 | Cengkareng
TA34 | - | Siemens | LBS |  | Cengkareng
TA34 | - | Siemens | PB |  | Cengkareng
TA34 | - | Siemens | LBS |  | Cengkareng
TA37K | - | Areva | LBS |  | Cengkareng
TA37K | - | Areva | LBS |  | Cengkareng
TA37K | - | Areva | PB |  | Cengkareng
TA59 | CI-2018-W32-1-0028 | SCHINEIDER | LBS MANUAL | 2018 | Cengkareng
TA59 | CI-2018-W34-1-0004 | SCHINEIDER | LBS MOTORIZE | 2018 | Cengkareng
TA59 | CI-2018-W16-2-0039 | SCHINEIDER | PGC | 2018 | Cengkareng
TA6 | 8645596 | MG Vercors M6 | PB |  | Cengkareng
TA6 | 8639632 | MG Vercors M6 | LBS |  | Cengkareng
TA6 | 9251606 | MG Vercors M6 | PT |  | Cengkareng
TA6 | 94011505 | MG Vercors M6 | PGDB |  | Cengkareng
TA65 | 1632.16.213 | EGA | LBS | 2016 | Cengkareng
TA65 | IEC62271.200 | SCHNEIDER | CBO |  | Cengkareng
TA65 | 1773-16-213 | EGA | LBS | 2016 | Cengkareng
TA66 | 13.1773 | ABB | LBS | 2013 | Cengkareng
TA66 | 13.1838 | ABB | LBS | 2013 | Cengkareng
TA66 | 13.0964 | ABB | PB | 2013 | Cengkareng
TA67 | W36.1.0051 | SCHNEIDER | LBS | 2016 | Cengkareng
TA67 | W26.4.0019 | SCHNEIDER | LBS | 2016 | Cengkareng
TA67 | W45.3.5056 | SCHNEIDER | PB | 2016 | Cengkareng
TA68 | - | SIEMENS | LBS |  | Cengkareng
TA68 | - | SIEMENS | LBS |  | Cengkareng
TA68 | CV.06-5148 | SIEMENS | PB | 1993 | Cengkareng
PG59 | PG 59 | F & G | PMT |  | Cempaka Putih
PG270 | PG 270 | KIT M | PGDB |  | Cempaka Putih
PG59 | PG 59 | F & G | PMT |  | Cempaka Putih
PG270 | PG 270 | MG KUNING | PMT |  | Cempaka Putih
PG270 | PG 270 | MG KUNING | B 1 |  | Cempaka Putih
PG59 | PG 59 | F & G | PB |  | Cempaka Putih
PG359 | PG 359 | EGA | PMT |  | Cempaka Putih
PG359 | PG 359 | EGA | PB |  | Cempaka Putih
PG60 | PG 60 | MG KUNING | PMT |  | Cempaka Putih
PG60 | PG 60 | MG KUNING | PMT |  | Cempaka Putih
PG6B | PG6B | SCHNEIDER | CBOG | 2019 | Cempaka Putih
PG6B | PG6B | SCHNEIDER | CBOG | 2019 | Cempaka Putih
DK56 | DK 56 - LBS 1 | EGA | LBS |  | Kebon Jeruk
PG60 | PG 60 | MG KUNING | PB |  | Cempaka Putih
DK56 | DK 56 - LBS 2 | EGA | LBS | 2017 | Kebon Jeruk
PG358 | PG 358 | RM6 | LBS | 2010 | Cempaka Putih
TP50 | TP 50 | EGA | PB |  | Cempaka Putih
PG196N | PG 196 | EGA | PMT/CBOG |  | Cempaka Putih
PG197 | PG 197 | EGA | PB |  | Cempaka Putih
PG394 | PG 197 | SCHNEIDER | PB | 2013 | Cempaka Putih
PG36 | PG 36 | EGA | PB |  | Cempaka Putih
RM17 | RM 17 | FLUOKIT M | PMT |  | Cempaka Putih
RM17 | RM 17 | FLUOKIT M | PB |  | Cempaka Putih
RM17 | RM 17 | FLUOKIT M | PB |  | Cempaka Putih
RM16N | RM 16N | SCHNEIDER | PB | 2019 | Cempaka Putih
RM16N | RM 16N | EGA | LBS | 2017 | Cempaka Putih
RM16N | RM 16N | EGA | LBS | 2017 | Cempaka Putih
TD338 | 0 | FLOUKIT.M | PMT |  | Bulungan
TD33N | 0 | GAE | LBS |  | Bulungan
TD33N | 0 | GAE | LBS |  | Bulungan
TD33P | 0 | FLOUMATIC | PMT |  | Bulungan
TD33P | 0 | FLOUMATIC | PMT |  | Bulungan
TD33P | 0 | FLOUMATIC | PB |  | Bulungan
TD34 | 0793.17.212 | EGA | CBOG | 2017 | Bulungan
TD34 | 1142.17.234 | EGA | LBS | 2017 | Bulungan
TD34 | C1-2017-W36-2-0007 | SCHNEIDER | PB | 2017 | Bulungan
BT32 | 0 | SIEMENS | PB2 |  | Bulungan
TD340 | SM9605924 | MERLIN GERIN | PB |  | Bulungan
TD340 | 59501148 | MERLIN GERIN | PMT |  | Bulungan
TD340 | 0 | EGA | LBS MOTORIZE |  | Bulungan
KB606 | 0 | EGA | LBS |  | Bulungan
KL232 | 0 | SCHNEIDER | CBO |  | Bulungan
MP47 | 0 | FLUOKIT M | B1 |  | Bulungan
TD349 | 6458 | FLUOKIT M | LBS |  | Bulungan
TD349 | 6518 | FLUOKIT M | LBS |  | Bulungan
TD349 | 9117 | FLUOKIT M | PB | 2004 | Bulungan
TD350 | 0 | FLOUKIT M | B1 |  | Bulungan
TD350 | 0 | FLOUKIT M | PGDB |  | Bulungan
TD350 | 0 | FLOUKIT M | PT |  | Bulungan
TD350 | 0 | FLOUKIT M | LBS |  | Bulungan
TD350 | 0 | FLOUKIT M | LBS |  | Bulungan
TD351 | 6643 | FLUOKIT M | LBS | 1997 | Bulungan
TD351 | 0713.17.213 | EGA | LBS | 2017 | Bulungan
K56A | K 56A | SM 6 | PMT |  | Cempaka Putih
K56A | K 56A | EGA | PB |  | Cempaka Putih
K56A | K 56A | GAE | PGC |  | Cempaka Putih
PS65 | PS 65 | FLUKIT M | PMT |  | Cempaka Putih
K58 | K 58 | EGA | PB | 2017 | Cempaka Putih
K58 | K 58 | EGA | PB | 2017 | Cempaka Putih
K58 | K 58 | EGA | LBS | 2017 | Cempaka Putih
KCP9 | KCP9 | SCHNEIDER | LBS | 2015 | Cempaka Putih
K58B | K 58B | ABB | PB | 2012 | Cempaka Putih
K58B | K 58B | EGA | LBS | 2013 | Cempaka Putih
PS65C | PS 65C | EGA | PB 2 |  | Cempaka Putih
PS65C | PS 65C | EGA | PMT |  | Cempaka Putih
PS65C | PS 65C | EGA | PMT |  | Cempaka Putih
PS65C | PS 65C | EGA | PB 1 |  | Cempaka Putih
K65A | K 65A | FLUOMATIC | LBS |  | Cempaka Putih
K65A | K 65A | FLUOMATIC | LBS |  | Cempaka Putih
K65A | K 65A | FLUOMATIC | LBS |  | Cempaka Putih
K65A | K 65A | FLUOMATIC | PB |  | Cempaka Putih
PS67N | PS 67 | EGA | PMT |  | Cempaka Putih
PS67N | PS 67 | EGA | PB |  | Cempaka Putih
K65 | K 65N | GAE | LBS | 2011 | Cempaka Putih
K71 | K 71 | EGA | CBOM | 2018 | Cempaka Putih
K71 | K 71 | EGA | CBOG | 2018 | Cempaka Putih
K71 | K 71 | FLUOKIT M24 | PB |  | Cempaka Putih
K71 | K 71 | EGA | LBS | 2018 | Cempaka Putih
K103C | K103C | SM 6 | LBS/PMT |  | Cempaka Putih
KCP9 | KCP9 | SCHNEIDER | CBOM | 2015 | Cempaka Putih
PS68 | PS 68 | MERLIN GERLIN V6 | PB |  | Cempaka Putih
PS68 | PS 68 | MERLIN GERLIN V6 | PMT |  | Cempaka Putih
PG254 | PG 254 | SM6 | PMT |  | Cempaka Putih
PS169 | PS 169 | SCHNEIDER SM6 | PGC 1 |  | Cempaka Putih
PS169 | PS 169 | SCHNEIDER SM6 | PMT |  | Cempaka Putih
RM33 | RM 33 | EGA | PMT |  | Cempaka Putih
RM33 | RM 33 | GAE | PB |  | Cempaka Putih
S11 | S 11 | ULUSOY ELECTRIC | PMT |  | Cempaka Putih
S11 | S 11 | ULUSOY ELECTRIC | PMT |  | Cempaka Putih
S11D | S 11D | FLUKIT M | PMT |  | Cempaka Putih
S11E | 24878/105/11/01/E6 | GAE | PMT | 2011 | Cempaka Putih
S11E | S 11E | KIT 25 | PB |  | Cempaka Putih
S11F | S 11F | EGA | PB 1 |  | Cempaka Putih
S11F | S 11F | EGA | PMT |  | Cempaka Putih
S21 | S 21 | FLUKIT M | PMT |  | Cempaka Putih
S21 | S 21 | EGA | PB |  | Cempaka Putih
S21BN | S 21B | EGA | PMT |  | Cempaka Putih
S21BN | S 21B | EGA | PB |  | Cempaka Putih
S21F | S 21F | EGA | PMT |  | Cempaka Putih
S21G | S 21G - S0603392 | SCHNEIDER SM6 | PGDB |  | Cempaka Putih
S21G | S 21G - S9501937 | EGA | PMT |  | Cempaka Putih
S22N | S 22 - 154413.BL | EGA (MOTORIZE) | PMT | 2013 | Cempaka Putih
S34D | S 34D | SCHNEIDER SM6 | PMT |  | Cempaka Putih
S34D | S 34D | SCHNEIDER SM6 | PB |  | Cempaka Putih
S34N | S 34N | FLUMATIC | PMT |  | Cempaka Putih
S34N | S 34N | KOSONG | KWH |  | Cempaka Putih
S34N | S 34N | FLUMATIC | PMT |  | Cempaka Putih
S35 | S 35 | EGA | PMT |  | Cempaka Putih
S35 | S 35 | EGA | PB |  | Cempaka Putih
K51C | K 51C | SCHNEIDER SM6 | PMT |  | Cempaka Putih
K171N | K 171N | KIT 25 | PB |  | Cempaka Putih
K171N | K 171N | FLUOKIT M24 | PB | 1997 | Cempaka Putih
KG51A |  | GAE | PB |  | Marunda
K208 | K 208 | ABB | PMT |  | Cempaka Putih
K208 | K 208 | ABB | PB |  | Cempaka Putih
K208 | K 208 | EGA | PMT |  | Cempaka Putih
KM52 | KM 52 | GAE | LBS | 2004 | Cempaka Putih
PG1N | PG 1N | SCHNEIDER | LBS | 2016 | Cempaka Putih
PG1N | PG 1N | SCHNEIDER | LBS | 2016 | Cempaka Putih
PG1N | PG 1N | SCHNEIDER | CBOM | 2016 | Cempaka Putih
D58 | 14417212 | EGA | LBS | 2017 | Kebon Jeruk
TP86 | TP 86 | FLOUKIT M | PMT |  | Cempaka Putih
PG287 | PG287 | KIT M | BI |  | Cempaka Putih
D58 | 6517213 | EGA | LBS | 2017 | Kebon Jeruk
TP86 | TP 86 | FLOUKIT M | PT |  | Cempaka Putih
PG26 | PG 26 | SCHNEIDER | CBOM |  | Cempaka Putih
PG26 | PG 26 | EGA | PB | 2017 | Cempaka Putih
PG26 | PG 26 | SCHNEIDER | CBOG | 2019 | Cempaka Putih
PG26 | PG 26 | EGA | LBS | 2017 | Cempaka Putih
PG27 | PG 27 | KIT 25 | PMT |  | Cempaka Putih
K13 | K 13 | GAE | PGC | 2009 | Cempaka Putih
K13 | K 13 | EGA | PMT |  | Cempaka Putih
PG27 | PG 27 | KIT 25 | PMT |  | Cempaka Putih
TP63 | TP 63 | MERLIN GERLIN SM6 | PMT |  | Cempaka Putih
PG27 | PG 27 | KIT 27,2 | PT |  | Cempaka Putih
PG27 | PG 27 | KIT M | B 1 |  | Cempaka Putih
TP96 | TP 96 | GAE | PMT |  | Cempaka Putih
PG28 | PG 28 | GAE | PMT |  | Cempaka Putih
PG31 | PG 31 | SCHINEIDER | CBOG |  | Cempaka Putih
PG31 | PG 31 | KIT 25 | PMT |  | Cempaka Putih
PG31 | PG 31 | KIT25 | PB |  | Cempaka Putih
PG31 | PG 31 | KIT25 | PMT |  | Cempaka Putih
PG336 | PG336 | KIT M24 | ARRESTER |  | Cempaka Putih
DT29 | DT 29 | ORMAZABAL | LBS-1 |  | Lenteng Agung
DT29 | DT 29 | ORMAZABAL | LBS-2 |  | Lenteng Agung
JW14 | 237.1702 | EGA | LBS | 2017 | Pondok Gede
JW14 | 0396.17.212 | EGA | LBS | 2017 | Pondok Gede
JW14 | 0255.17.214 | EGA | PB | 2017 | Pondok Gede
JW19 | 500411660/3001-12 | ABB SAFEPLUS | LBS | 2011 | Pondok Gede
JW19 | 500411660/3001-10 | ABB SAFEPLUS | LBS | 2011 | Pondok Gede
JW19 | 500411660/1011-19 | ABB SAFEPLUS | PB | 2011 | Pondok Gede
JW2P | 9507125L | MG SM6 | LBS |  | Pondok Gede
JW2P | SM 0603409 | MG SM6 | PB |  | Pondok Gede
JS197 | IEC 62271-200 | ABB SAFEPLUS | LBS | 2011 | Pondok Gede
JS197 | IEC 62271-200 | ABB SAFEPLUS | LBS | 2011 | Pondok Gede
JS197 | IEC 62271-200 | ABB SAFEPLUS | PB | 2011 | Pondok Gede
JW31 | 23551/102/11/01E6 | GAE | LBS | 2011 | Pondok Gede
JW31 | 23656/102/11/02/E6 | GAE | PB | 2011 | Pondok Gede
JW35 | 14048 | FLUOKIT M | LBS | 2011 | Pondok Gede
JW35 | 14068 | FLUOKIT M | LBS | 2011 | Pondok Gede
JW35 | 4956 | FLUOKIT M | PB | 2011 | Pondok Gede
PS59 | PS 59 | SCHNEIDER SM6 | PB / PGC |  | Cempaka Putih
PS60 | PS 60 | EGA | PMT |  | Cempaka Putih
PS60 | PS 60 | EGA | PB |  | Cempaka Putih
PS61 | PS 61 | EGA | PB 1 |  | Cempaka Putih
PS62 | PS 62 | SCHNEIDER SM6 | PMT |  | Cempaka Putih
PS62 | PS 62 | SCHNEIDER SM6 | PB |  | Cempaka Putih
PS63 | PS 63 | EGA | PMT |  | Cempaka Putih
PS63 | PS 63 | TAMCO | PMT |  | Cempaka Putih
PS72 | PS 72 | EGA | PB |  | Cempaka Putih
PS77 | PS 77 | EGA | PB |  | Cempaka Putih
PS78 | PS 78 | SCHNEIDER SM6 | -- |  | Cempaka Putih
PS80 | PS 80 | MERLIN GERLIN SM6 | PMT |  | Cempaka Putih
K105A | 0315.21.214 | EGA | PB | 2021 | Cempaka Putih
K105A | 1317.21.213 | EGA | LBS | 2021 | Cempaka Putih
K105A | 1320.21.213 | EGA | LBS | 2021 | Cempaka Putih
K105N | K 105N | SCHNEIDER | PB | 2017 | Cempaka Putih
PS163 | PS 163 | MERLIN GERLIN SM6 | PMT |  | Cempaka Putih
PS167 | PS 167 | MERLIN GERLIN V6 | PB 1 |  | Cempaka Putih
TP11 | TP 11 | SCHNEIDER SM6 | PMT |  | Cempaka Putih
RM15 | RM 15 | FLUOKIT M24 | PB | 2002 | Cempaka Putih
RM15 | RM 15 | SCHNEIDER | LBS | 2018 | Cempaka Putih
RM15 | RM 15 | SCHNEIDER | LBS | 2018 | Cempaka Putih
RM15 | RM 15 | SCHNEIDER | KOPEL | 2018 | Cempaka Putih
PG230 | PG 230 | KIT M | PMT |  | Cempaka Putih
PG230 | PG 230 | KIT M | PB |  | Cempaka Putih
PG231 | PG 231 | SCHNEIDER | LBS | 2017 | Cempaka Putih
PG232 | PG 232 | KIT 27,3 | PGDB |  | Cempaka Putih
PG232 | PG 232 | SM6 | PMT |  | Cempaka Putih
PG53 | PG 53 | KIT M | PB |  | Cempaka Putih
PG53 | PG 53 | KIT M | B 1 |  | Cempaka Putih
PG240 | PG 240 | MERLIN GERIN | PT |  | Cempaka Putih
PG378 | PG 378 | EGA | CBOM | 2018 | Cempaka Putih
PG378 | PG 378 | SCHNEIDER | LBS | 2018 | Cempaka Putih
PG378 | PG 378 | SCHNEIDER | CBOG | 2018 | Cempaka Putih
DK56 | DK 56 - PB 1 | EGA | PB |  | Kebon Jeruk
PG287 | PG 287 | KIT M | PMT |  | Cempaka Putih
PG287 | PG 287 | KIT M | PMT |  | Cempaka Putih
PG287 | PG 287 | KIT M | PGDB |  | Cempaka Putih
PG288 | PG 288 | KIT M24 | LBS |  | Cempaka Putih
PG288 | PG 288 | KIT M24 | PGC |  | Cempaka Putih
PG288 | PG 288 | KIT M24 | B 1 |  | Cempaka Putih
PG295 | PG 295 | KIT M24 | LBS |  | Cempaka Putih
PG295 | PG 295 | KIT M24 | PGDB |  | Cempaka Putih
PG295 | PG 295 | KIT M24 | B1 |  | Cempaka Putih
PG294 | PG294 | EGA | PMT |  | Cempaka Putih
S11D | S 11D | FLUKIT M | PB |  | Cempaka Putih
S22N | S 22 - 74913.BF | EGA | PB 1 | 2013 | Cempaka Putih
S28 | S 28 | FLUKIT M | PB |  | Cempaka Putih
E392 | 1704953 | EGA | LBS (MOTORIZE) | 2017 | Kramat Jati
K168P | 1506.13.BF | EGA | PB | 2013 | Cempaka Putih
K168P | 3225.13.BL | EGA | LBS | 2013 | Cempaka Putih
K168P | 3226.13.BL | EGA | LBS | 2013 | Cempaka Putih
TP92N | TP 92N | SIEMEN | PMT |  | Cempaka Putih
TP92N | TP 92N | SCHNEIDER SM6 | PGC |  | Cempaka Putih
KM46 | KM 46 | ABB | LBS | 2017 | Cempaka Putih
KM46 | KM 46 | ABB | LBS | 2017 | Cempaka Putih
KM46 | KM 46 | ABB | PB | 2017 | Cempaka Putih
D58 | D 58 - PB 2 | EGA | PB |  | Kebon Jeruk
RM62 | RM 62 | EGA | PMT |  | Cempaka Putih
PG6B | PG 6B | SCHNEIDER | CBOG | 2019 | Cempaka Putih
PG7 | PG 7 | EGA | PB |  | Cempaka Putih
TD422 | - | FLOUKIT M | PMT |  | Bulungan
SN15 | SN 15 | EGA | PB 2 |  | Bulungan
D34A | 0 | KIT25 | LBS |  | Bulungan
D34A | 0 | KIT25 | LBS |  | Bulungan
D34A | IVZN230 | ABB | PB | 2000 | Bulungan
D34A | 0 | KIT25 | PB |  | Bulungan
SN133 | 0751.17.213/2017 | EGA | LBS | 2017 | Bulungan
SN133 | 0751.17.213 | EGA | LBS MOTORIZE | 2017 | Bulungan
MP197 | 2680-13BL | SCHNEIDER | LBS | 2013 | Bulungan
D44 | 1602.21.213 | EGA | LBS MOTORIZE | 2021 | Bulungan
D44 | 0 | EGA | PB |  | Bulungan
D44 | 1579.21.213 | EGA | LBS MOTORIZE | 2021 | Bulungan
D46 | 0 | GAE | PMT |  | Bulungan
D46 | 0 | GAE | PB |  | Bulungan
D46 | 0 | GAE | PMT |  | Bulungan
D48N | 0 | EGA | LBS |  | Bulungan
D48N | 0628-21 | ULLUSOY | PB | 2021 | Bulungan
D48N | 0 | EGA | LBS |  | Bulungan
D56 | 0 | MERLIN GERLIN | PB |  | Bulungan
D56 | 0 | SCHNEIDER | PMT |  | Bulungan
D56 | 0 | MERLIN GERLIN | PMT |  | Bulungan
DT33 | 0 | F&G | PB |  | Bulungan
DT33 | 405 | F&G | LBS |  | Bulungan
DT33 | RMU/991/ | F&G | LBS |  | Bulungan
DT36 | 0 | MERLIN GERLIN HITAM | PMT |  | Bulungan
DT36 | 0 | FLOUKIT M | PB |  | Bulungan
DT36 | 0 | MERLIN GERLIN HITAM | PMT |  | Bulungan
DT36 | 0 | SCHNEIDER | PGC |  | Bulungan
MP128 | 0 | SCHNEIDER | CBO MOTORIZE |  | Bulungan
SN38 | 0 | EGA | LBS |  | Bulungan
DT38 | 0 | SCHNEIDER | PB |  | Bulungan
DT38 | 0 | SCHNEIDER | CBO |  | Bulungan
MP222 | 0 | EGA | LBS MOTORIZE |  | Bulungan
PP12N | 0 | ABB | PB2 |  | Bulungan
PS159 | PS 159 | SCHNEIDER SM6 | PMT |  | Cempaka Putih
PS170 | PS 170 | EGA | PMT |  | Cempaka Putih
PS170 | PS 170 | GAE | PGC |  | Cempaka Putih
PS171P | PS 171P - 1307445 | ABB SAFEPLUS | PMT |  | Cempaka Putih
PS172 | PS 172 | SCHNEIDER SM6 | PMT | 2010 | Cempaka Putih
PS172 | PS 172 | SCHNEIDER SM6 | PMT | 2010 | Cempaka Putih
RM13 | RM 13 | KIT 25 | PB 3 |  | Cempaka Putih
RM13 | RM 13 | KIT 25 | PMT |  | Cempaka Putih
RM14N | RM 14 | SCHNEIDER SM6 | PMT |  | Cempaka Putih
RM14N | RM 14 | SCHNEIDER SM6 | PMT |  | Cempaka Putih
KG69 |  | GAE GDSA | PGC |  | Marunda
S22E | S 22E | EGA | PB 1 |  | Cempaka Putih
S22E | S 22E | SCHNEIDER SM6 | PMT |  | Cempaka Putih
S28 | S 28 | FLUKIT M | PMT |  | Cempaka Putih
K169 | K 169 | SM6 | PMT |  | Cempaka Putih
K169 | K 169 | EGA | PB |  | Cempaka Putih
K191 | K 191 | EGA | PB | 2021 | Cempaka Putih
K191 | K 191 | EGA | PB | 2021 | Cempaka Putih
K191 | K 191 | EGA | LBS | 2021 | Cempaka Putih
K193 | K 193 | EGA | PMT |  | Cempaka Putih
K138 | K 138 | EGA | LBS | 2017 | Cempaka Putih
K193 | K 193 | EGA | PGC |  | Cempaka Putih
K207 | K 207 | KIT M | PGDB |  | Cempaka Putih
KM43 | KM 43 | EGA | LBS |  | Cempaka Putih
KM43 | KM 43 | EGA | LBS |  | Cempaka Putih
KM43 | KM 43 | EGA | PB |  | Cempaka Putih
D34 | D 34 - LBS 2 | FLOUMATIC | LBS |  | Kebon Jeruk
TP7 | TP 7 | ABB UNISWITCH | PMT |  | Cempaka Putih
TP7A | TP 7A | SCHNEIDER SM6 | PMT |  | Cempaka Putih
TP7A | TP 7A | SCHNEIDER SM6 | PMT |  | Cempaka Putih
TP7C | TP 7C | EGA | PB 2 |  | Cempaka Putih
TP7C | TP 7C | EGA | PMT |  | Cempaka Putih
TP84 | TP 84 | FLUKIT M | PMT |  | Cempaka Putih
TP84 | TP 84 | FLUKIT M | PB |  | Cempaka Putih
TP7D | TP 7D | SCHNEIDER SM6 | PMT |  | Cempaka Putih
TP7D | TP 7D | SCHNEIDER SM6 | PB |  | Cempaka Putih
D51 | D 51 - PB 1 | KIT C.25 | PB TRAFO |  | Kebon Jeruk
D51 | D 51 - PB 2 | SCHENEIDER | PB |  | Kebon Jeruk
RM4N | RM 4N | EGA | LBS | 2016 | Cempaka Putih
PG235 | PG 235 | SCHNEIDER | LBS | 2017 | Cempaka Putih
PG235 | PG 235 | ABB | PT |  | Cempaka Putih
PG235 | PG 235 | ABB | PGDB |  | Cempaka Putih
PG235 | PG 235 | ABB | B1 |  | Cempaka Putih
RM4D | RM 4D | RM6 | PB |  | Cempaka Putih
PG57 | PG 57 | SM 6 | PMT |  | Cempaka Putih
PG57 | PG 57 | SM 6 | PB |  | Cempaka Putih
PG370 | PG 370 | KIT M24 | LBS | 2002 | Cempaka Putih
PG254 | PG 254 | SM 6 | PMT |  | Cempaka Putih
PG254 | PG 254 | SM 6 | PB |  | Cempaka Putih
PG262 | PG 262 | SCHNEIDER | CBOM | 2015 | Cempaka Putih
PG355 | PG 355 | KIT M24 | PB | 1997 | Cempaka Putih
PG271 | PG 271 | EGA | PGC |  | Cempaka Putih
PG271 | PG 271 | EGA | LBS |  | Cempaka Putih
PG271 | PG 271 | EGA | LBS |  | Cempaka Putih
PG272 | PG 272 | KIT M | PMT |  | Cempaka Putih
PG272 | PG 272 | KIT M | PB |  | Cempaka Putih
PG273 | PG 273 | SM6 | LBS/PMT |  | Cempaka Putih
PG273 | PG 273 | EGA | LBS/PMT |  | Cempaka Putih
PG273 | PG 273 | KIT M | PBI |  | Cempaka Putih
PG79 | PG 79 | SCHNEIDER | LBS | 2018 | Cempaka Putih
PG79 | PG 79 | SCHNEIDER | LBS | 2018 | Cempaka Putih
PG79 | PG 79 | EGA | PB | 2018 | Cempaka Putih
PG79A | PG 79A | MG | LBS |  | Cempaka Putih
PG274 | PG 274 | EGA | LBS | 2013 | Cempaka Putih
RM11 | RM 11 | EGA | PMT |  | Cempaka Putih
RM11 | RM 11 | EGA | PB |  | Cempaka Putih
RM9K | RM 9K | SM 6 | PMT |  | Cempaka Putih
RM9K | RM 9K | SM6 | PMT |  | Cempaka Putih
RM9K | RM 9K | SM6 | PB |  | Cempaka Putih
RM9K | RM 9K | SM6 | PB |  | Cempaka Putih
D83A | D 83A - LBS 1 | FLOUKIT M (RETROFIT) | LBS |  | Kebon Jeruk
RM3 | RM 3 | ABB | LBS | 2013 | Cempaka Putih
D83A | D 83A - LBS 2 | FLOUKIT M (RETROFIT) | LBS MANUAL |  | Kebon Jeruk
RM3 | RM 3 | ABB | LBS | 2013 | Cempaka Putih
D83A | D 83A - PB 1 | FLOUKIT M (RETROFIT) | PB |  | Kebon Jeruk
PG262 | PG 262 | SCHNEIDER | LBS | 2017 | Cempaka Putih
DK69 | DK 69 - LBS 2 | SCHNEIDER | LBS | 2017 | Kebon Jeruk
DK69 | DK 69 - PB 1 | SCHNEIDER | PB TRAFO | 2017 | Kebon Jeruk
PG355 | PG 355 | ABB | PB | 2002 | Cempaka Putih
PG355 | PG 355 | ABB | LBS | 2000 | Cempaka Putih
PG353 | PG 353 | SM 6 | PMT |  | Cempaka Putih
PG353 | PG 353 | SM6 | B1 |  | Cempaka Putih
PG72 | PG 72 | SM 6 | PMT |  | Cempaka Putih
PG93 | PG 93 | SM6 | PMT |  | Cempaka Putih
PG93 | PG 93 | SM6 | PMT |  | Cempaka Putih
PG93 | PG 93 | EGA | PB |  | Cempaka Putih
PG194X | PG 194 | GAE | PMT |  | Cempaka Putih
PG194X | PG 194 | GAE | PB |  | Cempaka Putih
PG315 | PG 315 | KIT M | PMT |  | Cempaka Putih
PG193 | PG 193 | SM6 | PMT |  | Cempaka Putih
PG94 | PG 94 | EGA | PMT |  | Cempaka Putih
PG94 | PG 94 | KIT M | PMT |  | Cempaka Putih
PG94 | PG 94 | KIT M | PGC |  | Cempaka Putih
PG94 | PG 94 | KIT M | PT |  | Cempaka Putih
PG315 | PG 315 | KIT M | PT |  | Cempaka Putih
PG193 | PG 193 | EGA | PGC |  | Cempaka Putih
PG315 | PG 315 | MG KUNING | PGDB |  | Cempaka Putih
PG315 | PG 315 | KIT M | B1 |  | Cempaka Putih
PG95 | PG 95 | FLUMATIC | PMT |  | Cempaka Putih
PG314 | PG 314 | KIT-M | PMT |  | Cempaka Putih
PG314 | PG 314 | KIT-M | PB |  | Cempaka Putih
PG95 | PG 95 | FLUMATIC | PMT |  | Cempaka Putih
PG192 | PG 192 | SM 6 | PMT |  | Cempaka Putih
PG95 | PG 95 | KIT 27,3 | PGDB |  | Cempaka Putih
PG192 | PG 192 | SM 6 | PB |  | Cempaka Putih
K207 | K 207 | FLUMATIC | PMT |  | Cempaka Putih
K207 | K 207 | KIT M | PT |  | Cempaka Putih
K207 | K 207 | FLUMATIC | PB |  | Cempaka Putih
KB253 | 0 | SCHNEIDER | LBS MOTORIZE |  | Bulungan
KB255 | - | TAMCO | PMT |  | Bulungan
KB255 | 0 | TAMCO | PMT |  | Bulungan
KB255 | - | TAMCO | PB |  | Bulungan
KB256 | 0 | SCHNEIDER | LBS MOTORIZE |  | Bulungan
KB256 | 0 | SCHNEIDER | LBS MOTORIZE |  | Bulungan
KB257 | 0 | SCHNEIDER | PB1 |  | Bulungan
KB257 | 0 | EGA | LBS |  | Bulungan
KB257 | 0 | EGA | LBS MOTORIZE |  | Bulungan
KB259 | 0 | RETROFIT | PB |  | Bulungan
KB259 | 0 | GAE | LBS |  | Bulungan
KB259 | 0 | GAE | LBS |  | Bulungan
SN38 | 0 | EGA | PMT |  | Bulungan
SN38 | 0 | EGA | CBO |  | Bulungan
SN38 | 0 | SCHNEIDER | PB |  | Bulungan
SN38 | 0 | EGA | LBS |  | Bulungan
KB262 | 0 | SCHNEIDER | PGC MOTORIZE |  | Bulungan
KB262 | 0 | SCHNEIDER | LBS |  | Bulungan
D172 | 0 | SCHNEIDER | PB |  | Bulungan
SN101 | 0 | ABB | PT |  | Bulungan
KB262 | 0 | SCHNEIDER | LBS |  | Bulungan
KB262 | 0 | SCHNEIDER | PB |  | Bulungan
KB23 | 0 | KIT 25 | PB |  | Bulungan
MP132 | - | GAE | LBS |  | Bulungan
MP197 | 2796-13BL | SCHNEIDER | LBS | 2013 | Bulungan
KB526 | - | OMAZABAL | CBO |  | Bulungan
KB264A | 0 | SCHNEIDER | LBS |  | Bulungan
KB264A | 0 | SCHNEIDER | LBS |  | Bulungan
KCP2 | KCP2 | SM6 | LBS/PMT |  | Cempaka Putih
K51C | K 51C | SCHNEIDER SM6 | PB |  | Cempaka Putih
E78 | E383-1 | EGA | CBOG | 2017 | Kramat Jati
K148 | K 148 | ORMAZABAL | GI |  | Cempaka Putih
K148 | K 148 | ORMAZABAL | PMT |  | Cempaka Putih
K148 | K 148 | ORMAZABAL | PB |  | Cempaka Putih
K119 | K 176 | SM 6 | PBII |  | Cempaka Putih
KM14 | KM 14 | SM 6 | LBS |  | Cempaka Putih
TP91 | TP 91 | MERLIN GERLIN SM6 | PMT |  | Cempaka Putih
KM14 | KM 14 | GAE | PB |  | Cempaka Putih
TP91 | TP 91 | MERLIN GERLIN SM6 | PMT |  | Cempaka Putih
TP91 | TP 91 | FLUKIT M | PT |  | Cempaka Putih
TP91 | TP 91 | SIEMENS | PGDB |  | Cempaka Putih
TP89 | TP 89 | MERLIN GERLIN V6 | PMT |  | Cempaka Putih
S64 | S 64 | EGA | PMT |  | Cempaka Putih
TP89 | TP 89 | MERLIN GERLIN V6 | PMT |  | Cempaka Putih
S64 | S 64 | EGA | PMT |  | Cempaka Putih
TP89 | TP 89 | MERLIN GERLIN V6 | PB |  | Cempaka Putih
S64 | S 64 | EGA | PB 1 |  | Cempaka Putih
S101 | S 101 | FLUKIT M | PMT |  | Cempaka Putih
S101 | S 101 | FLUKIT M | PMT |  | Cempaka Putih
S101 | S 101 | FLUKIT M | KOSONG |  | Cempaka Putih
S110 | S 110 | SCHNEIDER SM6 | PMT |  | Cempaka Putih
S110 | S 110 | SCHNEIDER SM6 | PMT |  | Cempaka Putih
TP87 | TP 87 | SCHNEIDER SM6 | PMT |  | Cempaka Putih
TP87 | TP 87 | EGA | PMT |  | Cempaka Putih
RM65P | RM 65 | ABB | PMT |  | Cempaka Putih
TP87 | TP 87 | EGA | PMT |  | Cempaka Putih
RM65P | RM 65 | ABB | PMT |  | Cempaka Putih
TP87 | TP 87 | SIEMENS | PB 3 |  | Cempaka Putih
RM65P | RM 65 | ABB | PB |  | Cempaka Putih
RM20 | RM20 | SCHNEIDER | CBOM |  | Cempaka Putih
RM64 | RM 64 | EGA | PMT |  | Cempaka Putih
RM64 | RM 64 | KIT M | PGC |  | Cempaka Putih
S121 | S 121 | EGA | PMT |  | Cempaka Putih
TP86 | TP 86 | FLOUKIT M | PMT |  | Cempaka Putih
TP86 | TP 86 | - | METERING |  | Cempaka Putih
TP105P | TP 105P | ABB SAFEPLUS | PB |  | Cempaka Putih
TP85BS | TP 85BS | ABB SAFEPLUS | PMT |  | Cempaka Putih
KB155 | 0 | FLOUKIT M | PMT |  | Bulungan
KB155 | 0 | EGA | LBS |  | Bulungan
KB155 | 0 | FLOUKIT M | PB |  | Bulungan
KB584 | 0 | EGA | PB |  | Bulungan
KB156 | 0 | SCHNEIDER | LBS MOTORIZE |  | Bulungan
KB156 | 0 | SCHNEIDER | CBO MOTORIZE |  | Bulungan
KB520 | 0 | SCHNEIDER | CBO |  | Bulungan
KB520 | 0 | FLOUKIT M | LBS |  | Bulungan
KB520 | 0 | FLOUKIT M | LBS |  | Bulungan
KB521 | 0 | PB | PGC |  | Bulungan
KB521 | 0 | UNINDO | LBS |  | Bulungan
KB521 | 0 | UNINDO | LBS |  | Bulungan
KB522 | 0 | FLUOKIT M | CBO |  | Bulungan
KB522 | 0 | FLUOKIT M | LBS |  | Bulungan
KB522 | 0 | FLUOKIT M | LBS |  | Bulungan
KB525 | 0 | UNINDO | CBO |  | Bulungan
KB525 | 0 | SCHNEIDER | LBS |  | Bulungan
KB525 | 0 | SCHNEIDER | LBS |  | Bulungan
KB54P | 0 | SCHNEIDER | PMT |  | Bulungan
KB54P | 0 | SCHNEIDER | PMT |  | Bulungan
KB54P | 0 | SCHNEIDER | PB |  | Bulungan
KB57 | 0 | FLOUKIT M | PMT |  | Bulungan
KB57 | 0 | FLOUKIT M | PB |  | Bulungan
KB57 | 0 | FLOUKIT M | PMT |  | Bulungan
KB5A | 0 | SCHNEIDER | PB |  | Bulungan
KB5A | 0 | EGA | LBS |  | Bulungan
KB5A | 0 | EGA | LBS MOTORIZE |  | Bulungan
TD411 | 0 | EGA | PMT |  | Bulungan
KB526 | - | OMAZABAL | PT |  | Bulungan
DT38 | 0 | SCHNEIDER | LBS MOTORIZE |  | Bulungan
DT38 | 0 | SCHNEIDER | LBS |  | Bulungan
DT38 | 0 | SCHNEIDER | PGC MOTORIZE |  | Bulungan
MP222 | 0 | SCHNEIDER | PB |  | Bulungan
SN37 | 0 | EGA | PB |  | Bulungan
DT58P | 0 | EGA | PB |  | Bulungan
DT58P | 0 | EGA | LBS MOTORIZE |  | Bulungan
DT58P | 0 | EGA | LBS MOTORIZE |  | Bulungan
KB45 | 1589.17.234.2017 | EGA | CBOM MOTORIZE | 2017 | Bulungan
DT59 | 0 | SCHNEIDER | LBS MOTORIZE |  | Bulungan
DT59 | 0 | SCHNEIDER | PGC |  | Bulungan
DT59 | 0 | SCHNEIDER | LBS |  | Bulungan
KB307 | 0 | SCHNEIDER | LBS MOTORIZE |  | Bulungan
SN136 | 0 | SCHNEIDER | LBS |  | Bulungan
KB10N | 0 | SCHNEIDER | LBS |  | Bulungan
KB10N | 0 | SCHNEIDER | LBS |  | Bulungan
KB101A | 0 | MERLIN GERIN | PGDB |  | Bulungan
KB101A | 5969 | FLUOKIT M | LBS | 1996 | Bulungan
KB101A | 836 | FLUOKIT M | PB | 1995 | Bulungan
KB101A | 981 | FLUOKIT M | PB | 1996 | Bulungan
KB431 | 1217.21.213 | EGA | LBS MOTORIZE | 2021 | Bulungan
KB437 | 0 | EGA | PB |  | Bulungan
KB437 | 0 | SCHNEIDER | LBS |  | Bulungan
KB437 | 13/0373/2013 | ABB | LBS MOTORIZE | 2013 | Bulungan
KB438 | 0 | SCHNEIDER | CBO |  | Bulungan
KB438 | 801 | FLUOKIT M | LBS MOTORIZE |  | Bulungan
KB438 | 0 | EGA | LBS MOTORIZE |  | Bulungan
MP173 | 0 | GAE | PGC |  | Bulungan
TD394 | 0 | FLOUKIT M | LBS |  | Bulungan
TD1A | - | EGA | PB 2 |  | Bulungan
PP135 | 0 | ABB | LBS MOTORIZE |  | Bulungan
PP135 | 0 | ABB | LBS MOTORIZE |  | Bulungan
KB441 | 0 | EGA | LBS MOTORIZE |  | Bulungan
KB441 | 0 | EGA | LBS |  | Bulungan
KB441 | 0 | SCHNEIDER | PB |  | Bulungan
TD59 | 0 | EGA | PB |  | Bulungan
KB442 | 0 | FLUOKIT M | PGDB |  | Bulungan
KB442 | 0 | FLUOKIT M | PT |  | Bulungan
KB442 | 0 | FLUOKIT M | LBS MOTORIZE |  | Bulungan
KB442 | 0 | FLUOKIT M | LBS MOTORIZE |  | Bulungan
KB442 | 6162 | FLUOKIT M | B1 | 1996 | Bulungan
KB443 | 9501775 | MERLIN GERIN | PMT |  | Bulungan
KB443 | 95020367 | MERLIN GERIN | PB |  | Bulungan
KB443 | 9512128 | MERLIN GERIN | PGDB |  | Bulungan
KB443 | 503536 | MERLIN GERIN | PMT |  | Bulungan
KB443 | 9502078 | MERLIN GERIN | PT |  | Bulungan
KB445 | 0 | MERLIN GERIN | PGDB |  | Bulungan
KB445 | 0 | MERLIN GERIN | PT |  | Bulungan
KB445 | 0 | EGA | LBS MOTORIZE |  | Bulungan
KB445 | 0 | MERLIN GERIN | PMT |  | Bulungan
PG274 | PG 274 | SCHNEIDER | CBOM |  | Cempaka Putih
PG79A | PG 79A | MG | PB |  | Cempaka Putih
PG278 | PG 278 | GAE | CBOM |  | Cempaka Putih
RM59P | RM 59 | MG | PB |  | Cempaka Putih
PG84 | PG 84 | SCHNEIDER | CBOM | 2019 | Cempaka Putih
PG281 | PG 283 | SIEMENS | PMT |  | Cempaka Putih
PG281 | PG 283 | SIEMENS | PB |  | Cempaka Putih
PG347 | PG 347 | MG | LBS |  | Cempaka Putih
PG347 | PG 347 | MG | PT |  | Cempaka Putih
PG347 | PG 347 | MG | PGDB |  | Cempaka Putih
PG347 | PG 347 | MG | B1 |  | Cempaka Putih
PG344 | PG 344 | KIT M | PMT |  | Cempaka Putih
PG344 | PG 344 | KIT M | PGDB |  | Cempaka Putih
PG344 | PG 344 | KIT M | PB |  | Cempaka Putih
PG343 | PG 343 | GAE | PMT |  | Cempaka Putih
PG343 | PG 343 | SM 6 | PB |  | Cempaka Putih
PG340 | PG 340 | EGA | LBS |  | Cempaka Putih
PG339 | PG 339 | EGA | PMT |  | Cempaka Putih
PG339 | PG 339 | SM6 | PB |  | Cempaka Putih
PG284 | PG 284 | SM6 | PMT |  | Cempaka Putih
PG284 | PG 284 | KIT M | PGDB |  | Cempaka Putih
PG284 | PG 284 | KIT M | B 1 |  | Cempaka Putih
PG326 | PG 326 | KIT M | PGDB |  | Cempaka Putih
PG299 | PG 299 | GAE | PGC |  | Cempaka Putih
PG89 | PG 89 | SM6 | PMT |  | Cempaka Putih
PG89 | PG 89 | SM 6 | PGC |  | Cempaka Putih
PG89 | PG 89 | SM 6 | PGC |  | Cempaka Putih
PG304 | PG 304 | SM6 | PMT |  | Cempaka Putih
TP42 | TP 42 | GAE | PMT |  | Cempaka Putih
D95 | D 95 - LBS 1 | KIT 27.2 | LBS |  | Kebon Jeruk
D95 | D 95 - LBS 2 | KIT 27.2 | LBS |  | Kebon Jeruk
D95 | D 95 - PB 1 | KIT 27.2 | PB |  | Kebon Jeruk
RM2N | RM 2N | SM6 | PB 1 |  | Cempaka Putih
RM2N | RM 2N | SM6 | PMT |  | Cempaka Putih
RM1A | RM 1A | EGA | PMT |  | Cempaka Putih
RM1A | RM 1A | KIT 25 | PB |  | Cempaka Putih
PG407 | PG 407 | GAE | PMT |  | Cempaka Putih
PG407 | PG 407 | GAE | PB |  | Cempaka Putih
PG401 | PG401 | ABB | PB | 2012 | Cempaka Putih
KB353A | 0 | MERLIN GERIN | LBS |  | Bulungan
KB353A | 0 | SCHNEIDER | CBO MOTORIZE |  | Bulungan
KB353A | 0 | SCHNEIDER | PB1 |  | Bulungan
KB353A | 0 | SCHNEIDER | PB2 |  | Bulungan
KB355B | 1205.21.213 | EGA | PMT | 2021 | Bulungan
KB355B | 0 | SCHNEIDER | PGC |  | Bulungan
MP201 | 299959-158-130-01-E5 | SCHNEIDER | LBS |  | Bulungan
KB355B | 01213.21.223 | EGA | PMT | 2021 | Bulungan
KB356 | 0 | GAE | LBS |  | Bulungan
KL227 | C1-2014-05-0022 | SCHNEIDER | CBOM | 2014 | Bulungan
KB356 | 0 | GAE | LBS |  | Bulungan
KB356 | 0 | GAE | CBO |  | Bulungan
KB357 | 0 | SCHNEIDER | LBS MOTORIZE |  | Bulungan
KB357 | 0 | SCHNEIDER | PB |  | Bulungan
KB357 | 0 | SCHNEIDER | CBO MOTORIZE |  | Bulungan
KB359 | 0 | FLOUKIT M | LBS |  | Bulungan
KB359 | 0 | SCHNEIDER | LBS |  | Bulungan
KB359 | 0 | EGA | LBS |  | Bulungan
KB359 | 385 | KIT 25 | PB |  | Bulungan
KB359 | 0 | FLUOKIT M | LBS |  | Bulungan
KB360 | 677 | FLOUKIT.M | PB |  | Bulungan
KB360 | 1403 | FLOUKIT.M | PGDB |  | Bulungan
KB360 | 669 | FLOUKIT.M | PB |  | Bulungan
KB360 | 1789.17.213 | EGA | LBS MOTORIZE | 2017 | Bulungan
KB360 | 1456 | FLOUKIT.M | PT |  | Bulungan
KB360 | 4570 | FLUOKIT M | LBS MOTORIZE |  | Bulungan
KB360 | 1470 | FLOUKIT.M | PT |  | Bulungan
KB360 | 1375 | FLOUKIT.M | PGDB |  | Bulungan
KB361 | 0 | EGA | PMT |  | Bulungan
KB361 | 0 | SCHNEIDER | CBO |  | Bulungan
KB361 | 0 | EGA | PMT |  | Bulungan
KB7A | 0 | SCHNEIDER | PB |  | Bulungan
KB147 | 0 | ABB | PB |  | Bulungan
MP202 | 0 | EGA | LBS |  | Bulungan
MP82 | 0 | ABB | LBS |  | Bulungan
KB134 | 0 | SCHNEIDER | LBS |  | Bulungan
KB134 | 0 | SCHNEIDER | LBS |  | Bulungan
KB134 | 0 | SCHNEIDER | LBS |  | Bulungan
KB268 | 0 | SCHNEIDER | PB |  | Bulungan
PP115 | 0 | SIEMENS | CBO |  | Bulungan
KB269 | C1.2018-WO3-1-0037 | SCHNEIDER | PB | 2018 | Bulungan
KB269 | 2543.17.213 | EGA | LBS MOTORIZE | 2017 | Bulungan
KB269 | 0 | MERLIN GERLIN | LBS MOTORIZE |  | Bulungan
KB26N | 0 | CONTACT PLASMA | PB |  | Bulungan
KB26N | 0 | EGA | LBS MOTORIZE |  | Bulungan
PP99 | 0 | SIEMENS | PB2 |  | Bulungan
KB26N | 0 | CONTACT PLASMA | PMT |  | Bulungan
KB26N | 0 | CONTACT PLASMA | CBO |  | Bulungan
MP205 | 0 | FLUOKIT M | PGC |  | Bulungan
MP199 | 0 | ABB | LBS MOTORIZE |  | Bulungan
MP199 | 0 | EGA | LBS |  | Bulungan
KB272 | 0 | CONTAC PLASMA | PB2 |  | Bulungan
KB272 | 0 | CONTAC PLASMA | PB2 |  | Bulungan
KB272 | 0 | CONTAC PLASMA | PGDB |  | Bulungan
KB272 | 0 | CONTAC PLASMA | PMT |  | Bulungan
MP199 | 0 | ABB | PB |  | Bulungan
KB272 | 0 | CONTAC PLASMA | PMT |  | Bulungan
KB274 | - | EGA | LBS MOTORIZE |  | Bulungan
PG313 | PG 313 | SM6 | PGC |  | Cempaka Putih
PG96 | PG 96 | EGA | PGC |  | Cempaka Putih
PG173 | PG 173 | EGA | PMT |  | Cempaka Putih
KB161 | KB 161 - LBS 1 | SCHNEIDER | LBS MANUAL |  | Kebon Jeruk
KB161 | KB 161 - LBS 2 | SCHNEIDER | LBS |  | Kebon Jeruk
KB161 | KB 161 - PB 1 | EGA | PB |  | Kebon Jeruk
KB161 | KB 161 - PB 2 | EGA | PB |  | Kebon Jeruk
PG174 | PG 174 | SM6 | PMT |  | Cempaka Putih
PG174 | PG 174 | EGA | PGC |  | Cempaka Putih
PG176 | PG 176 | MG | LBS |  | Cempaka Putih
PG98 | PG 98 | SCHNEIDER | LBS | 2018 | Cempaka Putih
PG100 | PG 100 | EGA | PMT |  | Cempaka Putih
PG163 | PG 163 | SM 6 | PB |  | Cempaka Putih
PG100 | PG 100 | ULUSOY | PGC |  | Cempaka Putih
KB116 | 0 | SCHNEIDER | CBO MOTORIZE |  | Bulungan
MP217 | 0 | EGA | PB |  | Bulungan
GH0406 | 0 | SCHNEIDER | LBS |  | Bulungan
GH0406 | 0 | SCHNEIDER | LBS |  | Bulungan
SN120 | SN 120 | SCHNEIDER | LBS |  | Bulungan
SN120 | SN 120 | SCHNEIDER | LBS |  | Bulungan
SN96 | 0 | SCHNEIDER | PMT |  | Bulungan
KL231 | 0 | SCHNEIDER | LBS |  | Bulungan
MP214 | 0 | EGA | PB |  | Bulungan
KL231 | 0 | SCHNEIDER | LBS |  | Bulungan
SN97 | 1733 | FLUOKIT M | PGDB | 1996 | Bulungan
SN97 | 1177 | FLUOKIT M | PB | 1997 | Bulungan
SN97 | 5566 | FLUOKIT M | PT | 1996 | Bulungan
SN97 | 1589.21.213 | EGA | LBS MOTORIZE | 2021 | Bulungan
SN97 | 1592.21.213 | EGA | LBS MOTORIZE | 2021 | Bulungan
SN98 | 0 | MERLIN GERIN | PMT |  | Bulungan
SN98 | 59502848 | MERLIN GERIN | PMT |  | Bulungan
SN98 | 9519513L | MERLIN GERIN | PT |  | Bulungan
SN98 | 0 | EGA | LBS MOTORIZE |  | Bulungan
SN98 | 0 | MERLIN GERIN | CBO |  | Bulungan
SN99 | 0 | SCHNEIDER | PMT |  | Bulungan
SN99 | 0 | SCHNEIDER | PMT |  | Bulungan
SN99 | 0 | SCHNEIDER | PB |  | Bulungan
SP166 | 0 | FLUOKIT M | LBS |  | Bulungan
SP166 | 0 | FLUOKIT M | LBS |  | Bulungan
SP166 | 0 | ABB | PB | 0 | Bulungan
KL230 | 0 | EGA | LBS |  | Bulungan
SP186 | 0646.17.214 | EGA | PB | 2017 | Bulungan
SP186 | 0877.17.212 | EGA | PMT | 2017 | Bulungan
SP186 | 0 | GAE | PB |  | Bulungan
SP186 | 0706.17.213 | EGA | LBS MOTORIZE | 2017 | Bulungan
MP202 | 0 | EGA | PB |  | Bulungan
SP209 | 1299 | FLUOKIT M | PGC |  | Bulungan
SP209 | 688 | FLUOKIT M | PT |  | Bulungan
SP209 | 1044 | FLUOKIT M | LBS |  | Bulungan
SP209 | 4297 | FLUOKIT M | PB |  | Bulungan
SP209 | 4500 | FLUOKIT M | LBS |  | Bulungan
SP224B | 0 | EGA | PB |  | Bulungan
SP224B | 0 | EGA | LBS MOTORIZE |  | Bulungan
SP224B | 0 | EGA | LBS |  | Bulungan
SP87 | 0 | CONTACT PLASMA | PB |  | Bulungan
SP87 | 0 | CONTACT PLASMA | PMT |  | Bulungan
SP87 | 0 | CONTACT PLASMA | PMT |  | Bulungan
KB63B | 0 | SCHNEIDER | CBO MOTORIZE |  | Bulungan
KB63B | 0 | SCHNEIDER | CBO MOTORIZE |  | Bulungan
KB63B | 0 | EGA | PB |  | Bulungan
KB66 | 0 | SCHNEIDER | LBS MOTORIZE |  | Bulungan
KB66 | 0 | SCHNEIDER | CBO |  | Bulungan
KB66 | 0 | SCHNEIDER | CBO |  | Bulungan
KB66 | 0 | SCHNEIDER | PMT |  | Bulungan
KB585 | 0 | EGA | LBS MOTORIZE |  | Bulungan
KB68 | - | EGA | PB |  | Bulungan
KB68 | - | EGA | PMT |  | Bulungan
KB68 | - | EGA | PMT |  | Bulungan
PP135 | 0 | SCHNEIDER | CBOM MOTORIZE |  | Bulungan
KB7 | 0 | MERLIN GERLIN | LBS |  | Bulungan
KB7 | 0 | MERLIN GERLIN | LBS |  | Bulungan
KB7 | 0 | MERLIN GERLIN | PB |  | Bulungan
KB72N | 0 | EGA | PB |  | Bulungan
KB72N | 0 | SCHNEIDER | CBO MOTORIZE |  | Bulungan
GH0406 | 0 | SCHNEIDER | LBS |  | Bulungan
KB72N | 0 | EGA | LBS |  | Bulungan
GH0096 | GH96 | SCHNEIDER | LBS |  | Bulungan
KB72N | 0 | EGA | LBS MOTORIZE |  | Bulungan
KB73 | 5174 | ABB | PB | 1995 | Bulungan
KB73 | 0 | KIT 27.2 | LBS | 1995 | Bulungan
KB73 | 0 | KIT 27.2 | LBS |  | Bulungan
KB74A | - | ABB | PB |  | Bulungan
KB74A | 3578 | ABB | PMT |  | Bulungan
KB74A | - | ABB | PMT |  | Bulungan
KB74A | 8698 | ABB | PMT | 2003 | Bulungan
KB75 | 0 | FLUOKIT M | PMT |  | Bulungan
KB75 | 0 | GAE | PB |  | Bulungan
KB75A | 0 | FLUOKIT M | PMT |  | Bulungan
KB75A | 639.21 | ULLUSOY | CBO MOTORIZE | 2021 | Bulungan
KB75B | 0 | EGA | PB |  | Bulungan
KB75B | 0 | EGA | LBS |  | Bulungan
KB75B | 0 | EGA | LBS MOTORIZE |  | Bulungan
KB7A | 0 | SCHNEIDER | LBS |  | Bulungan
KB7A | 0 | CONTAC PLASMA | PB |  | Bulungan
KB7A | 0 | SCHNEIDER | LBS |  | Bulungan
KB8 | 6509331 | SIEMENS | LBS |  | Bulungan
KB8 | 0 | SIEMENS | PB |  | Bulungan
KB8 | 0 | SIEMENS | PMT |  | Bulungan
KB83A | 0 | SCHNEIDER | LBS MOTORIZE |  | Bulungan
KB83A | 0 | SCHNEIDER | LBS MOTORIZE |  | Bulungan
KB83A | 0 | SCHNEIDER | PB |  | Bulungan
KB83A | 0 | SCHNEIDER | LBS MOTORIZE |  | Bulungan
KB83N | 0 | GAE | PB |  | Bulungan
KB83N | 0 | GAE | PMT |  | Bulungan
TD271 | - | FLOUKIT M | PB |  | Bulungan
TD271 | - | GAE | PB2 |  | Bulungan
TD271 | - | FLOUKIT M | PMT |  | Bulungan
TD271 | 0 | EGA | LBS MOTORIZE |  | Bulungan
TD272 | 0 | MERLIN GERLIN | PGC | 1996 | Bulungan
TD272 | 0844.16.212 | EGA | LBS | 2016 | Bulungan
TD272 | 556 | FLUOKIT M | PB |  | Bulungan
TD272 | 0774.17.213 | EGA | LBS MOTORIZE | 2017 | Bulungan
TD277 | 0 | FLOUKIT.M | PGC |  | Bulungan
TD277 | 0 | FLUOKIT.M | PMT |  | Bulungan
TD277 | 0 | EGA | LBS MOTORIZE |  | Bulungan
TD277 | 0 | FLUOKIT.M | PB |  | Bulungan
TD284 | 0 | SCHNEIDER | PB |  | Bulungan
TD284 | 0 | SCHNEIDER | LBS |  | Bulungan
TD284 | 0 | SCHNEIDER | CBO MOTORIZE |  | Bulungan
TD284 | 0 | SCHNEIDER | PB |  | Bulungan
TD285 | - | FLOUKIT.M | PMT |  | Bulungan
TD285 | - | FLOUKIT.M | PGDB |  | Bulungan
TD285 | - | FLOUKIT M | B1 |  | Bulungan
TD285 | - | FLOUKIT.M | PT |  | Bulungan
TD285 | - | FLOUKIT.M | PMT |  | Bulungan
TD285 | - | FLUOKIT.M | PB1 |  | Bulungan
TD285 | - | FLOUKIT.M | PB2 |  | Bulungan
TD289 | 0 | MERLIN GERIN | PT |  | Bulungan
TD289 | 403110129 | ABB | PB |  | Bulungan
TD289 | 93151511 | MERLIN GERIN | PGDB |  | Bulungan
TD289 | 9225178 | MERLIN GERIN | PB |  | Bulungan
TD289 | 149 | MERLIN GERIN | LBS |  | Bulungan
TD289 | 9314459 | MERLIN GERIN | B1 |  | Bulungan
TD289 | 9117658 | MERLIN GERIN | LBS |  | Bulungan
TD29 | 0 | MERLIN GERIN | PB |  | Bulungan
TD29 | 0 | MERLIN GERIN | PMT |  | Bulungan
TD29 | 0 | MERLIN GERIN | PMT |  | Bulungan
TD29 | 0 | MERLIN GERIN | PMT |  | Bulungan
GH0108 |  | GAE | LBS |  | Jatinegara
KM10 | 9506235L | MG | LBS | 1995 | Jatinegara
KM16 | 1506.13.BL | EGA | LBS | 2013 | Jatinegara
KM23S | SB-2011-W16-4-0024 | SCHNEIDER | LBS | 2011 | Jatinegara
KM26 | 1VZN230998M0071 | ABB | PB | 2012 | Jatinegara
TA68 | 31 | SIEMENS | PB |  | Cengkareng
TA69 | - | MG Vercors M6 | LBS |  | Cengkareng
TA69 | - | MG Vercors M6 | PB |  | Cengkareng
TA70 | 2840047 | SCHNEIDER | PMT | 2015 | Cengkareng
TA70 | 1124197 | SCHNEIDER | PMT |  | Cengkareng
TA70 | 2309980073 | ABB | PB | 2002 | Cengkareng
TA71 | - | FLUOKIT M | PB |  | Cengkareng
TA71 | C1-2017-W35-2-0041 | SCHNEIDER | LBS MOTORIZE |  | Cengkareng
TA71 | 730-1992 | FLUOKIT M | LBS MANUAL |  | Cengkareng
TA71 | - | FLUOKIT M | PGDB |  | Cengkareng
TA73 | -530 | FLUOKIT M | ARESTER |  | Cengkareng
JS82 | 0221.12.214 | EGA | PB | 2016 | Pondok Gede
PDR16 | 0417.18.212 | EGA | LBS | 2018 | Pondok Gede
KB545 | 0 | SCHNEIDER | CBO MOTORIZE |  | Bulungan
KB578 | 0343.14.209 | EGA | LBS MOTORIZED |  | Bulungan
MP207 | 0 | EGA | PB | 2014 | Bulungan
KB363 | 0 | ABB | LBS MOTORIZE |  | Bulungan
KB365 | 0 | EGA | PMT |  | Bulungan
KB365 | 0 | EGA | PB |  | Bulungan
KB365 | 0 | EGA | LBS MOTORIZE |  | Bulungan
KB366 | 0 | MERLIN GERLIN | PB 2 |  | Bulungan
KB366 | 0 | MERLIN GERLIN | PMT |  | Bulungan
KB366 | 0 | MERLIN GERLIN | PMT |  | Bulungan
KB366 | 0 | MERLIN GERLIN | PB1 |  | Bulungan
KB195 | 0 | EGA | PB2 |  | Bulungan
KB367 | 0 | FLOUKIT M | LBS |  | Bulungan
SN10 | 0 | Floukit M | PMT |  | Bulungan
PP138 | C1-2014-W07-2-0045 | SCHNEIDER | LBS | 2014 | Bulungan
KB367 | 0 | ABB | PB |  | Bulungan
KB367 | 0 | MERLIN GERLIN | LBS |  | Bulungan
PP138 | C1-2014-W12-4-0017 | SCHNEIDER | CBO | 2014 | Bulungan
KB367B | 0 | VERCORS M6 | PT |  | Bulungan
KB367B | 8640965 | VERCORS | PGDB |  | Bulungan
KB535 | 0 | SCHNEIDER | CBO |  | Bulungan
KB367B | 0 | VERCORSM6 | PB |  | Bulungan
KB367B | 0 | VERCORSM6 | PB |  | Bulungan
KB367B | 0 | VERCORS M6 | PMT |  | Bulungan
KB367B | 0 | VERCORS M6 | PMT |  | Bulungan
KB370 | 0 | ABB | PMT |  | Bulungan
KB370 | 0 | MERLIN GERLIN | PMT |  | Bulungan
KB370 | 0 | MERLIN GERLIN | PMT |  | Bulungan
KB370 | 0 | MERLIN GERLIN | PB |  | Bulungan
KB372 | 1520.17.214/2017 | EGA | PB | 2017 | Bulungan
KB372 | 264.17. 323 /2017 | EGA | LBS MOTORIZE | 2017 | Bulungan
KB372 | 2317.17.213/2017 | EGA | LBS MOTORIZE | 2017 | Bulungan
KB372 | 1321.17.212/2017 | EGA | LBS | 2017 | Bulungan
KB372 | 1632.17.234/2017 | EGA | CBOM MOTORIZE | 2017 | Bulungan
MP167 | 0 | SCHNEIDER | LBS |  | Bulungan
KB374 | 00319.21.214 | EGA | PB | 2021 | Bulungan
KB374 | 1337.21.213 | EGA | LBS MOTORIZE | 2021 | Bulungan
KB374 | 1593.21.213 | EGA | LBS MOTORIZE | 2021 | Bulungan
KL14 | 0 | FLOUKIT M | PMT |  | Bulungan
KL14 | 0 | EGA | PB 1 |  | Bulungan
KL14 | 0 | EGA | PB 2 |  | Bulungan
KL14 | 0 | FLOUKIT M | PMT |  | Bulungan
TD277 | 0 | FLOUKIT M | PT |  | Bulungan
PM249 | 0 | SCHNEIDER | PGC |  | Bulungan
TD407 | 0 | SCHNEIDER | PB |  | Bulungan
SN103 | 0 | FLOUKIT M | PB |  | Bulungan
KB274 | 0 | EGA | LBS MOTORIZE |  | Bulungan
KB275 | 0 | EGA | LBS MOTORIZE |  | Bulungan
KB275 | 0 | SCHNEIDER | PB |  | Bulungan
KB275 | 0 | EGA | LBS MOTORIZE |  | Bulungan
PM1 | PM 1 | ABB | LBS-2 |  | Lenteng Agung
PM1 | PM 1 | ABB | PB-1 |  | Lenteng Agung
PM1 | PM 1 | SCHNEIDER | CBOG-1 |  | Lenteng Agung
PM102 | PM 102 | SCHENEIDER | LBS-1 |  | Lenteng Agung
PM102 | PM 102 | ABB | LBS-2 |  | Lenteng Agung
PM102 | PM 102 | SCHENEIDER | PB-1 |  | Lenteng Agung
PM106 | 0362.18.212 | EGA | LBS-1 |  | Lenteng Agung
PM106 | CI-2018-W27-5-0023 | SCHNEIDER MR | LBS-2 |  | Lenteng Agung
PM106 | 0391.18.214/TH.2018 | EGA | PB-1 |  | Lenteng Agung
PM106 | 0211.18.234/TH.2018 | EGA | CBOG-1 |  | Lenteng Agung
TD1 | 0 | SCHNEIDER | LBS |  | Bulungan
TD1 | 0 | EGA | PB |  | Bulungan
TD1 | 0 | SCHNEIDER | LBS |  | Bulungan
TD114 | 0 | SCHNEIDER | LBS MOTORIZE |  | Bulungan
TD115 | SM0100838 | MERLIN GERIN | PMT |  | Bulungan
TD115 | SM0100776 | MERLIN GERIN | PB |  | Bulungan
TD115 | SM0100841 | MERLIN GERIN | PMT |  | Bulungan
TD13 | 0 | EGA | LBS |  | Bulungan
TD13 | 0 | EGA | LBS MOTORIZE |  | Bulungan
TD13 | 0 | FLUOKIT M | PB |  | Bulungan
TD13A | 0 | SCHNEIDER | CBO MOTORIZE |  | Bulungan
TD14 | 0 | EGA | PB |  | Bulungan
TD14 | 0 | SCHNEIDER | PMT |  | Bulungan
TD14 | 0 | EGA | PMT |  | Bulungan
MP230 | 0 | EGA | CBOG |  | Bulungan
TD143 | - | FLOUKIT M | PB |  | Bulungan
PG269 | PG269 | GAE | PGC |  | Cempaka Putih
D58 | CI-2017-W03-3-0041 | SCHNEIDER | PB TRAFO | 2017 | Kebon Jeruk
PG386 | PG386 | SM 6 | ERASTER |  | Cempaka Putih
PG26 | PG26 | SCHNEIDER | LBS |  | Cempaka Putih
PG33 | PG 2 | EGA | PGC |  | Cempaka Putih
PG2 | PG 2 | SM6 | LBS |  | Cempaka Putih
PG5 | PG 5 | EGA | CBOG | 2017 | Cempaka Putih
PG5 | PG 5 | GAE | LBS | 2011 | Cempaka Putih
DT14 | CI-2019-W40-3-0081 | SCHNEIDER | LBS-2 | 2019 | Lenteng Agung
PG5 | PG 5 | GAE | PB | 2011 | Cempaka Putih
TD29 | 0 | MERLIN GERIN | PB |  | Bulungan
TD297 | 0 | SCHNEIDER | LBS MOTORIZE |  | Bulungan
TD297 | 00886.21.234 | EGA | CBOG MOTORIZE | 2021 | Bulungan
TD297 | 0 | SCHNEIDER | PB |  | Bulungan
MP203 | C1-2014-10-38-1-0014 | SCHNEIDER | LBS |  | Bulungan
PP118 | 0 | SCHNEIDER | CBO MOTORIZE |  | Bulungan
KL231 | 0 | SCHNEIDER | PB |  | Bulungan
TD308 | 9345467 | VERCORS | PB |  | Bulungan
TD308 | 9348013 | VERCORS | PMT |  | Bulungan
TD308 | 9405495 | VERCORS | PMT |  | Bulungan
TD309 | C1-2021-W21-3-1401 | SCHNEIDER | PB | 2021 | Bulungan
TD309 | C1-2021-W21-3-1401 | SCHNEIDER | LBS | 2021 | Bulungan
TD309 | C1-2021-W21-3-1401 | SCHNEIDER | LBS | 2021 | Bulungan
TD31 | 0 | FLUOKIT M | PB |  | Bulungan
TD31 | 0 | FLUOKIT M | PB |  | Bulungan
PG195 | PG 195 | FLUOKIT M | PT |  | Cempaka Putih
PG34N | PG 34N | MG | LBS |  | Cempaka Putih
PG34N | PG 34N | SCHNEIDER | CBOM | 2018 | Cempaka Putih
PG384 | PG 34N | SM6 | PMT |  | Cempaka Putih
PG34N | PG 34N | EGA | CBOG | 2017 | Cempaka Putih
PG195 | PG 195 | KIT 27,2 | B 1 |  | Cempaka Putih
PG196N | PG 196 | SM6 | PB |  | Cempaka Putih
PG35 | PG 35 | SCHNEIDER | LBS | 2017 | Cempaka Putih
PG35 | PG 35 | EGA | CBOG | 2017 | Cempaka Putih
PG35 | PG 35 | EGA | CBOM | 2017 | Cempaka Putih
PG197 | PG 197 | SM6 | PMT/CBOG |  | Cempaka Putih
PG36 | PG 36 | EGA | PMT |  | Cempaka Putih
PD38 | CI-2017-W03-4-00028 | SCHNEIDER | PB | 2017 | Pondok Gede
E102F | 0271.18.214 | EGA | PB | 2018 | Pondok Gede
PD21 |  | ABB | PB |  | Pondok Gede
E102F | 0209.18.212 | EGA | PB | 2018 | Pondok Gede
PD23 | 7130 | FLUOKIT M | PB | 1997 | Pondok Gede
DT23 | DT 23 | EGA | CBOG-1 |  | Lenteng Agung
DT27A | DT 27A | FLUOKIT M | LBS-1 |  | Lenteng Agung
DT27A | DT 27A | FLUOKIT M | LBS-2 |  | Lenteng Agung
DT27A | DT 27A | FLUOKIT M | B1-1 |  | Lenteng Agung
DT27A | DT 27A | FLUOKIT M | CBOG-1 |  | Lenteng Agung
TP12 | TP 12 | SCHNEIDER SM6 | PMT |  | Cempaka Putih
TP12 | TP 12 | SCHNEIDER SM6 | PMT |  | Cempaka Putih
TP12 | TP 12 | SCHNEIDER SM6 | PB 1 |  | Cempaka Putih
TP12B | TP 12B | EGA | PMT |  | Cempaka Putih
TP12B | TP 12B | FLUKIT M | PMT |  | Cempaka Putih
TP12B | TP 12B | FLUOMATIC | PB |  | Cempaka Putih
TP12P | TP 12P | GAE | PMT |  | Cempaka Putih
TP15N | TP 15 | GAE | CBOG |  | Cempaka Putih
TP16 | TP 16 | EGA | PMT |  | Cempaka Putih
TP16 | TP 16 | EGA | PB |  | Cempaka Putih
TP16 | TP 16 | EGA | PGC |  | Cempaka Putih
TP17 | TP 17 | EGA | PMT |  | Cempaka Putih
TP17 | TP 17 | FLUOKIT M | PB |  | Cempaka Putih
TP18 | TP 18 | SCHNEIDER SM 6 | PMT |  | Cempaka Putih
TP18 | TP 18 | SCHNEIDER SM 6 | PMT |  | Cempaka Putih
TP22 | TP 22 | SCHNEIDER SM6 | PMT |  | Cempaka Putih
TP22 | TP 22 | SCHNEIDER SM6 | PB |  | Cempaka Putih
TP65 | TP 65 - 1498 | FLOUKIT M | PMT | 1992 | Cempaka Putih
TP65 | TP 65 - 1514.13.BL | SCHNEIDER SM6 | PGC | 2013 | Cempaka Putih
TP65 | TP 65 - 1539.13.BL | FLOUKIT C410 | PMT | 2013 | Cempaka Putih
TP65 | TP 65 - 527 | EGA | PMT | 1992 | Cempaka Putih
TP65 | TP 65 - 353 | EGA | PMT | 1992 | Cempaka Putih
PG8 | PG 8 | EGA | PMT |  | Cempaka Putih
TP61 | TP 61 | GAE | PGC |  | Cempaka Putih
PM10B | 0470.16.212 | EGA | LBS-1 | 2016 | Lenteng Agung
PM10B | 0822.16.213 | EGA | LBS-2 | 2016 | Lenteng Agung
PM10B | 0213.16.214 | EGA | PB-1 | 2016 | Lenteng Agung
KB557 | 0 | SCHNEIDER | LBS |  | Bulungan
KB557 | 0 | SCHNEIDER | LBS MOTORIZE |  | Bulungan
KB557 | 0 | SCHNEIDER | CBO MOTORIZE |  | Bulungan
KB555 | KB 555 26912 | GAE | LBS |  | Bulungan
KB554 | KB 555 26898 | GAE | LBS |  | Bulungan
KB554 | KB 555 27014 | GAE | PB |  | Bulungan
KB554 | KB 554 12911 | ABB | LBS |  | Bulungan
TD16 | 0 | KIT 25 | PB |  | Bulungan
TD16 | 0 | FLUOKIT M | PMT |  | Bulungan
TD16 | 0 | FLUOKIT M | PMT |  | Bulungan
TD166 | 0 | EGA | LBS MOTORIZE |  | Bulungan
TD166 | 0 | EGA | LBS |  | Bulungan
TD166 | 0 | SCHNEIDER | PB |  | Bulungan
TD18 | 169 | F&G | LBS |  | Bulungan
TD18 | 0 | F & G | PB1 |  | Bulungan
TD18 | 0 | F & G | PB2 |  | Bulungan
TD18 | 0 | F & G | PMT |  | Bulungan
TD52 | 0 | J&P | METERING |  | Bulungan
TD183 | 0 | GAE | PMT |  | Bulungan
TD183 | 0 | GAE | PGC |  | Bulungan
TD18A | 0 | EGA | PB |  | Bulungan
TD18A | 0 | EGA | LBS |  | Bulungan
TD18A | 0 | EGA | LBS MOTORIZE |  | Bulungan
TD18B | 0 | FLOUMATIC | PMT |  | Bulungan
TD18B | 0 | FLOUMATIC | PMT |  | Bulungan
TD18B | 0 | KIT 25 | PB |  | Bulungan
TD18B | 0 | FLOUMATIC | PB |  | Bulungan
TD1A | 0 | MERLIN GERLIN | PB |  | Bulungan
TD1A | 9348573 | MERLIN GERLIN | PMT |  | Bulungan
TD1A | 9348529 | MERLIN GERLIN | PMT |  | Bulungan
TD201 | SM0100839 | MERLIN GERIN | PMT |  | Bulungan
TD201 | SM0100842 | MERLIN GERIN | PMT |  | Bulungan
TD201 | SM0100777 | MERLIN GERIN | PB |  | Bulungan
TD203 | 1601.21.213 | EGA | LBS MOTORIZE | 2021 | Bulungan
TD203 | 0 | EGA | LBS MOTORIZE |  | Bulungan
PP118 | 0 | ABB | PMT |  | Bulungan
TD203 | - | FLUOKIT M | PGC |  | Bulungan
TD203 | 1244.21.213 | EGA | LBS MOTORIZE | 2021 | Bulungan
PP118 | 0 | ABB | PMT |  | Bulungan
TD204 | 0 | ABB | PB |  | Bulungan
TD204 | 0 | EGA | LBS |  | Bulungan
TD204 | 0 | EGA | PB | 0 | Bulungan
TD204 | 0 | EGA | LBS |  | Bulungan
TD218 | 0 | EGA | PMT |  | Bulungan
TP82 | TP 82 | FLUKIT M | PB 2 |  | Cempaka Putih
TP82 | TP 82 | ULUSOY | PMT |  | Cempaka Putih
D51B | D 51B - PB 1 | SCHNEIDER | LBS |  | Kebon Jeruk
TP79 | TP 79 | MERLIN GERLIN SM6 | PMT |  | Cempaka Putih
TP79 | TP 79 | MERLIN GERLIN SM6 | PB |  | Cempaka Putih
KM52 | KM 52 | GAE | PB | 2004 | Cempaka Putih
KM52 | KM 52 | GAE | LBS | 2004 | Cempaka Putih
PG3 | PG 3 | ABB | PGC |  | Cempaka Putih
PG3 | PG 3 | ABB | PT |  | Cempaka Putih
PG3 | PG 3 | - | CT |  | Cempaka Putih
RM63 | RM 63 | EGA | PMT |  | Cempaka Putih
RM63 | RM 63 | EGA | PMT |  | Cempaka Putih
RM63 | RM 63 | SM6 | PGC |  | Cempaka Putih
DT14 | CI-2017-W32-4-0034 | SCHNEIDER | LBS-1 | 2017 | Lenteng Agung
PS61 | PS 61 | EGA | PMT |  | Cempaka Putih
K73C | K73C | SCHNEIDER | LBS | 2018 | Cempaka Putih
K73C | K73C | SCHNEIDER | PB | 2018 | Cempaka Putih
K92 | K 92 | EGA | LBS | 2012 | Cempaka Putih
K92 | K 92 | GAE | PB | 2011 | Cempaka Putih
PS75 | PS 75 | F & G | PMT |  | Cempaka Putih
PS75 | PS 75 | F & G | PMT |  | Cempaka Putih
K92B | K 92B | SCHNEIDER | LBS | 2017 | Cempaka Putih
K92B | K 92B | SCHNEIDER | LBS | 2017 | Cempaka Putih
K92B | K 92B | EGA | PB | 2017 | Cempaka Putih
K103A | K 103A | ULUSOY | PB |  | Cempaka Putih
K103A | K 103A | ULUSOY | PMT |  | Cempaka Putih
K103A | K 103A | ULUSOY | PMT |  | Cempaka Putih
K103B | K 103B | EGA | PMT |  | Cempaka Putih
K103B | K 103B | EGA | PMT |  | Cempaka Putih
K103B | K 103B | FLUMATIC | PB |  | Cempaka Putih
MP129 | 0 | SCHNEIDER | CBO MOTORIZE |  | Bulungan
MP130 | 0 | FLUOKIT M | PB |  | Bulungan
KL15 | 16101347 | EGA | LBS MOTORIZE | 2017 | Bulungan
KL15 | 0 | GAE | LBS |  | Bulungan
KL15 | 0 | GAE | PB |  | Bulungan
KL152 | 0 | FLOUKIT M | LBS |  | Bulungan
KL152 | 0 | GAE | LBS |  | Bulungan
KL152 | 0 | GAE | PB |  | Bulungan
KL152 | 0 | GAE | PB |  | Bulungan
MP225 | 0188.17.213 | EGA | LBS | 2017 | Bulungan
KL158 | 0 | MGSM6 | CBO |  | Bulungan
KL158 | 0 | MGSM6 | LBS |  | Bulungan
MP225 | 0237.17.212 | EGA | LBS | 2017 | Bulungan
KL158 | 0 | MGSM6 | LBS |  | Bulungan
KL168 | 0 | FLUOKIT M | LBS |  | Bulungan
KL168 | 1060 | FLUOKIT M | PB |  | Bulungan
KL168 | 5923 | FLUOKIT M | LBS |  | Bulungan
KL171 | 6890 | FLUOKIT M | PMT | 1997 | Bulungan
KL171 | 6857 | FLUOKIT M | PB | 1997 | Bulungan
KL171 | 1228 | FLUOKIT M | PMT | 1997 | Bulungan
KL172 | 95193822 | MERLIN GERIN | LBS |  | Bulungan
KL172 | 9605404 | MERLIN GERIN | PB |  | Bulungan
KL172 | 9606129 | MERLIN GERIN | LBS |  | Bulungan
KL174 | 0 | FLUOKIT M | PGC |  | Bulungan
KL174 | 01207.21.213 | EGA | LBS MOTORIZE | 2021 | Bulungan
KL174 | 1215.21.213 | EGA | LBS MOTORIZE | 2021 | Bulungan
KL177 | 0 | FLUOKIT M | LBS |  | Bulungan
KL177 | 0 | FLUOKIT M | PT |  | Bulungan
KL177 | 0 | FLUOKIT M | LBS |  | Bulungan
KL177 | 0 | FLUOKIT M | PGC | 1996 | Bulungan
KL177 | 0 | ABB | PB |  | Bulungan
KL179 | 0 | SCHNEIDER | CBO |  | Bulungan
KL179 | 0 | SCHNEIDER | PMT |  | Bulungan
KL179 | 0 | SCHNEIDER | PMT |  | Bulungan
KL18 | 2541.17.213/2017 | EGA | LBS MOTORIZE | 2017 | Bulungan
KL18 | 2428.17.213/2017 | EGA | LBS MOTORIZE | 2017 | Bulungan
KL18 | C1.2018.1002.6.0030 | SCHNEIDER | PB | 2018 | Bulungan
KL181 | 0 | ABB | LBS |  | Bulungan
KL181 | 0 | MERLIN GERIN | CBO |  | Bulungan
KL181 | 129628 | ABB | B1 |  | Bulungan
KL181 | 0 | EGA | LBS MOTORIZE |  | Bulungan
KL182 | 0 | FLUOKIT M | PMT |  | Bulungan
KL182 | 0 | FLOUKIT M | PGC |  | Bulungan
KL182 | 0 | ABB | METERING |  | Bulungan
KL182 | 0 | FLUOKIT M | PMT |  | Bulungan
KL186 | 1504980 | EGA | LBS | 2015 | Bulungan
KL186 | 1504747 | EGA | PB | 2015 | Bulungan
KL186 | 15064118 | EGA | LBS MOTORIZE | 2015 | Bulungan
KL187 | 1121.17.234 | EGA | CBOM MOTORIZE | 2017 | Bulungan
KP48 |  | SCHNEIDER SM6 | LBS |  | Marunda
BK30 |  | KIT 27.2 | PB |  | Marunda
CK222 | 158413BL | SCHNEIDEER SM6 | LBS |  | Marunda
BK30 | 109 | KIT 27.3 | LBS | 1989 | Marunda
KG114 |  | ABB UNISWITCH | LBS |  | Marunda
KG114 |  | ABB UNISWITCH | LBS |  | Marunda
KG109 |  | FLUKIT M MERAH | LBS |  | Marunda
E3 | E3-T735050650219 | SIEMENS | LBS | 2017 | Kramat Jati
GD352 | C1-2012-W40-4-0029 | SCHNEIDER | LBS | 2012 | Ciracas
GD352 | C1-2012-W43-1-0029 | SCHNEIDER | LBS | 2012 | Ciracas
PD83 | 65315259 | EGA | LBS (MOTORIZE) | 2015 | Kramat Jati
RG99 | RG 99 | EGA | LBS-1 |  | Lenteng Agung
RG99 | RG 99 | EGA | LBS-2 |  | Lenteng Agung
RG99 | RG 99 | EGA | PB-1 |  | Lenteng Agung
MP216 | 2015-0486-15-213 | EGA | LBS | 2015 | Bulungan
TD370 | 0 | MERLIN GERIN | PMT |  | Bulungan
TD370 | 0 | EGA | CBO MOTORIZE |  | Bulungan
PP100 | 2150 | FLUOKIT M | PT |  | Bulungan
TD372 | 0 | SCHNEIDER | LBS |  | Bulungan
KB534 | 0 | SCHNEIDER | LBS |  | Bulungan
TD372 | 0 | SCHNEIDER | CBO |  | Bulungan
TD372 | 0 | SCHNEIDER | CBOM MOTORIZE |  | Bulungan
KL230 | 0 | EGA | PB |  | Bulungan
TD372 | 0 | SCHNEIDER | LBS MOTORIZE |  | Bulungan
TD374 | 0 | EGA | PMT |  | Bulungan
TD374 | 0 | EGA | PMT |  | Bulungan
TD374 | 0 | FLUOKIT M | PB |  | Bulungan
TD378 | 0 | FLOUKIT M | PMT |  | Bulungan
TD378 | 0 | FLOUKIT M | PMT |  | Bulungan
TD378 | 0 | FLOUKIT M | PB |  | Bulungan
TD38 | 0 | SCHNEIDER | PB |  | Bulungan
TD38 | 0 | SCHNEIDER | PB |  | Bulungan
TD38 | 0 | SCHNEIDER | LBS |  | Bulungan
TD38 | 0 | SCHNEIDER | LBS |  | Bulungan
TD380 | 0 | GAE | PB |  | Bulungan
TD380 | 0 | GAE | PMT |  | Bulungan
TD380 | 0 | GAE | PMT |  | Bulungan
TD381 | 0 | SCHNEIDER | LBS |  | Bulungan
TD381 | 0 | SCHNEIDER | LBS |  | Bulungan
KB607 | 0 | EGA | LBS |  | Bulungan
TD381 | 0 | SCHNEIDER | PGC |  | Bulungan
KB607 | 0 | EGA | LBS |  | Bulungan
TD386N | 17101179/2017 | EGA | PB | 2017 | Bulungan
TD386N | 17111026/2017 | EGA | LBS | 2017 | Bulungan
TD386N | 17111050/2017 | EGA | LBS | 2017 | Bulungan
TD388 | 0 | EGA | LBS |  | Bulungan
TD388 | 0 | EGA | PB |  | Bulungan
TD388 | 0 | EGA | LBS MOTORIZE |  | Bulungan
TD394 | 1229.21.213 | EGA | LBS MOTORIZE | 2021 | Bulungan
TD394 | 1256.21.213 | EGA | LBS MOTORIZE | 2021 | Bulungan
TD394 | SM 0601061 | MERLIN GERIN | PB |  | Bulungan
TD395 | SM 0601057 | MERLIN GERIN | PB |  | Bulungan
TD395 | SM 0601055 | MERLIN GERIN | PMT |  | Bulungan
TD395 | SM 0601058 | MERLIN GERIN | PB |  | Bulungan
TD395 | SM 0601051 | MERLIN GERIN | PMT |  | Bulungan
TD396 | SM 0601599 | MERLIN GERIN | PMT |  | Bulungan
TD396 | SM 0601600 | MERLIN GERIN | PMT |  | Bulungan
TD396 | SM 0601602 | MERLIN GERIN | PB |  | Bulungan
K106 | S9501337 | MG | PB | 2005 | Jatinegara
KD90 | C1-2018-W01-3-0017 | SCHNEIDER | PB | 2018 | Jatinegara
KD90 | 0282.17.214 | EGA | PB | 2017 | Jatinegara
KM78 | 12.1218 | ABB | LBS | 2012 | Jatinegara
K48N |  | MG | PB |  | Jatinegara
K48N |  | MG | LBS |  | Jatinegara
TB29N | 1034/05 | CONTACT PLASMA | LBS | 2005 | Jatinegara
TB29N | 1047CI/05 | CONTACT PLASMA | LBS | 2005 | Jatinegara
KM78 | 12.1261 | ABB | PB | 2012 | Jatinegara
PK67C |  | KIT 27.2 | PB |  | Marunda
CK13 |  | KIT 27.2 | PB |  | Marunda
BK192 | 0273.15.211 | EGA | PB | 2015 | Marunda
PK95A |  | KIT 27.2 | PB |  | Marunda
KG106 |  | KIT 27.2 | PB |  | Marunda
PK135 | - | SIEMENS | PB |  | Marunda
CK60 |  | KIT 27.2 | PB |  | Marunda
CK67 | 0608.17.214 | EGA | PB | 2017 | Marunda
KP25 | - | SCHNEIDER SM6 | PB |  | Marunda
KM32 | 1744 | FLOUKIT-M+ | PGC | 2010 | Jatinegara
DT16 | - | FLOUKIT-M+ | LBS |  | Jatinegara
PK185 |  | EGA | LBS |  | Marunda
CK101 |  | F&G | LBS |  | Marunda
CK101 |  | F&G | LBS |  | Marunda
CK201 |  | ORMAZABAL | LBS |  | Marunda
KG155 |  | SIEMENS | LBS |  | Marunda
GH0094 |  | EGA | LBS |  | Marunda
GH0094 |  | EGA | LBS |  | Marunda
CK125 | 14.3275 | KIT 27.2 | PB | 2014 | Marunda
BK58 | CI-2016-W35-2-0048 | SCHNEIDER SM6 | LBS | 2016 | Marunda
BK58 | CI-2016-W35-35-0035 | SCHNEIDER SM6 | LBS | 2016 | Marunda
BK68 |  | SCHNEIDER SM6 | LBS |  | Marunda
BK68 | 1 | SCHNEIDER SM6 | CBOM |  | Marunda
GH0094 |  | EGA | LBS |  | Marunda
D107 | - | EGA | PMT |  | Menteng
D107 | - | EGA | PB |  | Menteng
D107 | - | EGA | PMT |  | Menteng
T144 | 631 | KIT-25 | PMT |  | Menteng
T18D |  | KIT-25 | PMT |  | Menteng
T18D |  | GAE | PMT |  | Menteng
T299 |  | MERLIN GERIN | PMT |  | Menteng
T299 |  | MERLIN GERIN | PMT |  | Menteng
T299 |  | MERLIN GERIN | PB |  | Menteng
SN50 | 0 | EGA | PB |  | Menteng
SN50 | 0 | EGA | PMT |  | Menteng
D312 |  | SIEMENS | PMT |  | Menteng
D312 |  | SIEMENS | PGC |  | Menteng
D312 |  | SIEMENS | PMT |  | Menteng
D312 |  | SIEMENS | PMT |  | Menteng
SP15 | 1764.18.213 | EGA MOTORIS | PMT | 2018 | Menteng
SP15 | 1448.18.214 | EGA | PB | 2018 | Menteng
SP100 | - | SCHNEIDER | PMT |  | Menteng
SP100 | - | SCHNEIDER | PGC |  | Menteng
GH0203 |  | EGA | LBS |  | Marunda
PK279 |  | ABB | LBS |  | Marunda
PK281 |  | ABB SAFEPLUS | LBS |  | Marunda
PK247 |  | ABB | LBS |  | Marunda
GH0176 |  | EGA | LBS |  | Marunda
CL18 |  | MG SM6 | PB |  | Marunda
KG191 |  | MG SM6 | PB |  | Marunda
KG157 |  | MG SM6 | PB |  | Marunda
CL43 |  | SCHNEIDER | PB |  | Marunda
KG143 |  | MG VERCORSM6 | PB |  | Marunda
PGS9 |  | FLOUKIT M | PB |  | Marunda
CK113 |  | MG SM6 | PB |  | Marunda
KG116 |  | SCHNEIDEER SM6 | PB |  | Marunda
KP40 |  | MERLIN GERLIN SM6 | PB |  | Marunda
BK80 |  | MG SM6 | PB |  | Marunda
KG160 |  | MG RM6 | PB |  | Marunda
PK65A |  | MG SM6 | PB |  | Marunda
PK212 |  | MG SM6 | PB |  | Marunda
BK200 |  | EGA | PB |  | Marunda
BK194 |  | SCHNEIDER SM6 | PB | 2015 | Marunda
CK233 | W-19-2-0056 | SCHNEIDER SM6 | PB | 2016 | Marunda
CK206 |  | SCHNEIDER RM6 | PB |  | Marunda
KP22 |  | MG SM6 | PB |  | Marunda
KP44 | IV2N230763M0010 | ABB UNISWITCH | PB | 2000 | Marunda
KP24 | 59503333 | MG SM6 | PB |  | Marunda
KP23 | 39503430 | MG SM6 | PB |  | Marunda
DT39 | CI-2018-W20-1-0012 | SCHENEIDER | LBS-1 | 2018 | Lenteng Agung
DT39 | CI-2016-W22-6-0015 | SCHNEIDER | LBS-2 | 2016 | Lenteng Agung
RG202 | 173005052683-0064 | SCHNEIDER | LBS-1 |  | Lenteng Agung
DT39 | 1593.17.234 | EGA | CBOG-1 | 2017 | Lenteng Agung
KB567 | KB 567 697.12BL | EGA | LBS | 2012 | Bulungan
KB567 | KB 567 12198 | ABB | PB | 2012 | Bulungan
KB565 | KB 565 12-1087 | ABB | LBS | 2012 | Bulungan
KB565 | KB 565 12-1142 | ABB | LBS | 2012 | Bulungan
KB565 | KB 565 12-198 | ABB | PB | 2012 | Bulungan
KB564 | KB 564 46712BL | EGA | LBS | 2012 | Bulungan
KB564 | KB 564 53912BL | EGA | LBS | 2012 | Bulungan
KB564 | KB 564 21512BF | EGA | PB | 2012 | Bulungan
KB563 | KB 563 12973 | ABB | LBS MOTORIZED | 2012 | Bulungan
KB563 | KB 563 12597 | ABB | LBS MOTORIZED | 2012 | Bulungan
KB563 | KB 563 28264 | GAE | PGC | 2012 | Bulungan
KB562 | KB 562 12930 | ABB | LBS MOTORIZE |  | Bulungan
KB562 | KB 562 12931 | ABB | LBS MOTORIZE |  | Bulungan
KB562 | KB 562 12994 | ABB | PB |  | Bulungan
KB561 | KB 561 121084 | ABB | LBS |  | Bulungan
KB561 | KB 561 12682 | ABB | LBS |  | Bulungan
KB561 | KB 561 121011 | ABB | PB |  | Bulungan
KB560 | KB 560 2910013 | SCHNEIDER | LBS | 2012 | Bulungan
KB560 | KB 560 2950012 | SCHNEIDER | LBS | 2012 | Bulungan
KB560 | KB 560 4110030 | SCHNEIDER | PGC | 2012 | Bulungan
KB559 | KB 559 12889 | ABB | LBS | 2012 | Bulungan
KB559 | KB 559 12882 | ABB | LBS | 2012 | Bulungan
KG202 |  | FLUOKIT M | PT |  | Marunda
BK66N |  | EGA | PGC |  | Marunda
CK35 |  | FLUOKIT M | PT |  | Marunda
CK38 |  | FLUOKIT M | PT |  | Marunda
MD17 | 708 | FLUOKIT M | PT |  | Marunda
KG258 |  | FLUOKIT M | PT |  | Marunda
KG258 |  | FLUOKIT M | PT |  | Marunda
CB94 | 696.12.BL/2012 | EGA | LBS | 2012 | Ciracas
CB94 | CI.2016.W26.6.0001 | SCHNEIDER SM6 | LBS | 2016 | Ciracas
GH0112 | C1-2012-W39-6-0005 | SCHNEIDER SM6 | LBS |  | Ciracas
E305 | E305-5 | ABB | PB TRAFO | 2001 | Kramat Jati
E99 | E99-W0940009 | SCHNEIDER | PB TRAFO | 2018 | Kramat Jati
E99 | E99-W3250022 | SCHNEIDER | LBS | 2017 | Kramat Jati
GH0170 | 13.127 | ABB UNISWITCH | LBS |  | Ciracas
KN202 | CI-2013-W17-4-0025 | SCHNEIDER SM6 | PMT | 2013 | Menteng
KN202 | CI-2013-W17-4-0015 | SCHNEIDER SM6 | PMT |  | Menteng
KN202 | CI-2013-W14-1-0009 | SCHNEIDER SM6 | CBOM |  | Menteng
KJ324 | KJ 324 - LBS 1 | EGA | LBS | 2003 | Kebon Jeruk
KJ324 | KJ 324 - LBS 2 | EGA | LBS | 2003 | Kebon Jeruk
K288P | 2075.13.BL | EGA / PBL | PMT | 2013 | Menteng
BK154 |  | ABB SAFEPLUS | PB TRAFO |  | Marunda
CK36A |  | EGA | PB TRAFO |  | Marunda
KG426 |  | ORMAZABAL | PB TRAFO |  | Marunda
CK218 | 0335.14.211 | EGA | PB TRAFO | 2014 | Marunda
CK153 | 0179.15.211 | EGA | PB TRAFO | 2015 | Marunda
PK145 |  | GAE | PB TRAFO |  | Marunda
MD96 | 25081/105/11/02/E6 | GAE GSF | PB TRAFO | 2011 | Marunda
CK75 | 0265.15.211 | EGA | PB TRAFO | 2015 | Marunda
BK111 | 19897 | GAE | PB TRAFO | 2005 | Marunda
KP52 | 18114 | GAE | PB TRAFO | 2003 | Marunda
KG427 |  | GAE | PB TRAFO |  | Marunda
PK38C |  | GAE | PB TRAFO |  | Marunda
MD64 | 1925 | FLUOKIT M | PB TRAFO | 2001 | Marunda
CK194 | 24648 | GAE GSF | PB TRAFO | 2011 | Marunda
BK102 | 18237 | GAE | PB TRAFO | 2002 | Marunda
KP11 | 24682 | GAE GSF | PB TRAFO | 2011 | Marunda
KG354N |  | SCHNEIDER SM6 | PGC |  | Marunda
CK52Z |  | FLUOKIT M | LBS 1 |  | Marunda
MD54 | CI-2016-W35-6-0020 | SCHNEIDER SM6 | LBS | 2016 | Marunda
PK89A |  | SCHNEIDER SM6 | LBS 2 |  | Marunda
MD57 | 1247 | FLUOKIT M | PB TRAFO | 1997 | Marunda
MD58 | - | EGA | LBS |  | Marunda
CK98 | 9241431 | MG VERCORS M6 | LBS |  | Marunda
K106 | 9516058L | MG | LBS | 2005 | Jatinegara
DB51 |  | FLUOKIT-M | PMT |  | Menteng
DB51 | - | SCHNEIDER | PB | - | Menteng
DB51 | - | FLUOKIT-M | PGC |  | Menteng
DB51 |  | FLUOKIT-M | PMT |  | Menteng
DB51 | - | EGA | PB | - | Menteng
TG22 | CI-2016-W13-5-0040 | SCHENDER | LBS | 2016 | Menteng
TG22 | CI-2017-W40-3-0096 | SCHNEIDER | LBS MOT | 2017 | Menteng
TG22 | 1518.18.214 | EGA | PB | 2018 | Menteng
TG21 | - | SM 6 VERCOR | PMT |  | Menteng
TG21 | - | SM 6 VERCOR | PMT |  | Menteng
TG21 | - | SM 6 VERCOR | PB |  | Menteng
TG34 | 1775.17.234 | EGA | CBO-JAR | 2017 | Menteng
TG34 | C1-2017-W34-2-0013 | SCHENDER MOTORICE | LBS | 2017 | Menteng
TG34 | 1594.18.214 | EGA | PB | 2018 | Menteng
TG21B | W2010036 | SCHENDER MOTORICE | LBS MOTORIZE | 2018 | Menteng
TG21B | 35418214 | EGA | PB | 2018 | Menteng
D310 | - | EGA MOTORES | PMT | 2013 | Menteng
D310 | - | EGA MOTORES | PMT | 2013 | Menteng
D310 | - | EGA | PB | 2013 | Menteng
SP55 | - | EGA | PMT |  | Menteng
SP55 | - | EGA | PB |  | Menteng
SP55 | - | EGA | PB |  | Menteng
SP55 | - | EGA | PMT |  | Menteng
SP55 | - | EGA | PMT |  | Menteng
SP6 | - | KIT-27.2 | PB |  | Menteng
SP6 | - | KIT-27.2 | PMT |  | Menteng
SP6 | - | KIT-27.2 | PMT |  | Menteng
T185 |  | KIT 27.2 | PMT |  | Menteng
T185 |  | KIT 27.2 | PGDB |  | Menteng
T185 |  | KIT 27.2 | B1 |  | Menteng
T185 |  | KIT 27.2 | PT |  | Menteng
T185 |  | KIT-27,2 | PMT |  | Menteng
T181 | - | SCHNEIDER | CBO-MOTORIZE | 2019 | Menteng
T181 | - | SCHNEIDER | CBOM | 2019 | Menteng
T446 | 1846-19 | ULUSOY | PB | 2019 | Menteng
T44 | T44 | EGA | PMT |  | Menteng
T44 |  | FLUOKIT-M | PB |  | Menteng
T44 |  | FLUOKIT-M | PMT |  | Menteng
T84 | T84 | MERLIN GERIN | PB II |  | Menteng
T84 | T84 | MERLIN GERIN | PT |  | Menteng
T84 | T84 | MERLIN GERIN | PMT |  | Menteng
T84 | T84 | MERLIN GERIN | LBS |  | Menteng
T84 | T84 | MERLIN GERIN | PB |  | Menteng
T93 | 1548.18.214 | EGA | PB | 2018 | Menteng
T93 | CI-2019-W10-5-0046 | SCHNEIDER | CBOM | 2019 | Menteng
T10 |  | KIT-25 | PMT |  | Menteng
T10 |  | KIT-25 | PB |  | Menteng
T10 |  | KIT-25 | PMT |  | Menteng
KB94N | - | FLOUKIT-M | PMT | 2011 | Menteng
KB94N | - | FLOUKIT-M | PMT | 2011 | Menteng
SN46 | 36-3-00030 | SCHEIDER | PMT | 2016 | Menteng
KS38 | - | - | - |  | Menteng
SN47 | 0 | SIEMENS | PMT |  | Menteng
SN47 | 0 | SIEMENS | PMT |  | Menteng
SN47 | 0 | SIEMENS | PGC |  | Menteng
SN44 |  | MERLIN GERIN | PMT |  | Menteng
SN44 |  | MERLIN GERIN | PMT |  | Menteng
SN45 | 211512213 | EGA | PMT |  | Menteng
SN45 | 25412213 | EGA | PMT |  | Menteng
SN45 | 151812214 | EGA | PB |  | Menteng
SN45 | 163417234 | EGA | PGC |  | Menteng
TB37 |  | ORMAZABAL | LBS |  | Jatinegara
KM80 | 12.1491 | ABB | LBS | 2012 | Jatinegara
TB47 | TB47_SM1132166C1 | SCHNEIDER | LBS | 2011 | Jatinegara
TB45 | TB24_SB-2011-W21-4-0059 | SCHNEIDER | PB | 2011 | Jatinegara
KM62 |  | SCHNEIDER | CBO |  | Jatinegara
TB47 | TB47_SM1148058C1 | SCHNEIDER | CBO | 2011 | Jatinegara
K5B | C1-2015-W23-2-0025 | SCHNEIDER | CBOG | 2015 | Jatinegara
E169 | W1120013 | SCHNEIDER | LBS (MOTORIZE) | 2015 | Kramat Jati
E109 | T730060653340033 | SIEMENS | LBS | 2017 | Kramat Jati
SP100 | - | SCHNEIDER | PMT |  | Menteng
SP47 |  | MERLIN GERIN | PB |  | Menteng
SP47 | - | EGA | PMT | 2017 | Menteng
SP47 | - | EGA | PMT | 2017 | Menteng
SP47 | - | EGA | CBOM | 2017 | Menteng
D47N | 1303-20 | ULUSOY | LBS | 2020 | Menteng
D47N | 1301-20 | ULUSOY | LBS | 2020 | Menteng
D47N | 0283-20 | ULUSOY | PB1 | 2020 | Menteng
D47N | 0279-20 | ULUSOY | PB2 | 2020 | Menteng
D274 | - | SCHNEIDER RM6 | PMT |  | Menteng
D274 | - | SCHNEIDER RM6 | PMT |  | Menteng
D274 | - | SCHNEIDER RM6 | PB |  | Menteng
D320P |  | ABB | PMT |  | Menteng
D320P |  | ABB | PMT |  | Menteng
D320P |  | ABB | PB |  | Menteng
D194 | - | SCHNEIDER | LBS MOTORIZE | 2019 | Menteng
D194 | - | SCHNEIDER | LBS MOTORIZE | 2019 | Menteng
D194 | - | SCHNEIDER | PGC | 2019 | Menteng
D319 | - | ABB | PMT |  | Menteng
PK147N |  | SCHNEIDER SM6 | LBS |  | Marunda
KG276 |  | SCHNEIDER SM6 | LBS |  | Marunda
PK197 |  | MG SM6 | LBS |  | Marunda
PK161 | SM 9606108 | MG SM6 | LBS |  | Marunda
PK197 |  | MG SM6 | LBS |  | Marunda
PK206 |  | MG SM6 | LBS |  | Marunda
PK206 |  | MG SM6 | LBS |  | Marunda
KG296 |  | MG SM6 | LBS |  | Marunda
CK110 |  | MG SM6 | LBS |  | Marunda
CL37 | SM0937127CI | SCHNEIDER SM6 | LBS |  | Marunda
CK163 |  | MG SM6 | LBS |  | Marunda
CK163 |  | MG SM6 | LBS |  | Marunda
CK118 |  | MG SM6 | LBS |  | Marunda
CL37 | SM0937130CI | SCHNEIDER SM6 | LBS |  | Marunda
KG143 |  | MG VERCORSM6 | LBS |  | Marunda
KG143 |  | MG VERCORSM6 | LBS |  | Marunda
PK65A |  | MG SM6 | LBS |  | Marunda
PK222 |  | ORMAZABAL | LBS |  | Marunda
KG375 |  | EGA | LBS |  | Marunda
KG375 |  | EGA | LBS |  | Marunda
MD77 | 332317BL | EGA | LBS | 2013 | Marunda
MD77 | 331313BL | EGA | LBS | 2013 | Marunda
CK138 | 10355055 | ORMAZABAL | LBS | 2010 | Marunda
CK138 | 10355157 | ORMAZABAL | LBS | 2010 | Marunda
CK137 |  | SCHNEIDER RM6 | LBS | 2010 | Marunda
CK137 | - | SCHNEIDER RM6 | LBS | 2010 | Marunda
CK20J |  | MG VERCORS M6 | PB |  | Marunda
CK70 |  | MG VERCORS M6 | PB |  | Marunda
P45 | CI-2019-W06-1-0042 | Schneider SM6 | CBO | 2019 | Menteng
GH0142 | 2166-19 | ULUSOY | LBS | 2019 | Menteng
GH0142 | 2413-19 | ULUSOY | LBS | 2019 | Menteng
P56 | P56 | SCHNEIDER | PMT | 2016 | Menteng
P56 | P56 | SCHNEIDER | PMT | 2013 | Menteng
P56 | P56 | SCHNEIDER | PMT |  | Menteng
P56 | P56 | SCHNEIDER | PMT |  | Menteng
P56 | P56 | SCHNEIDER | PMT |  | Menteng
P56 | P56 | SCHNEIDER | PMT |  | Menteng
P56 | P56 | EGA | PGC |  | Menteng
GH0142 | 2168-19 | ULUSOY | LBS | 2019 | Menteng
MG79 | 0 | SCHNEIDER | PGC |  | Menteng
S96 |  | FLUOKIT.M | PMT |  | Menteng
S96 |  | FLUOKIT.M | PMT |  | Menteng
S96 |  | FLUOKIT.M | B1 |  | Menteng
S96 |  | FLUOKIT.M | PGDB |  | Menteng
KG87 |  | FLUOKIT M | PGDB |  | Marunda
KG202 |  | FLUOKIT M | PGDB |  | Marunda
KG126 |  | FLUOKIT M | PGDB |  | Marunda
PK210N |  | SCHNEIDER SM6 | PGC |  | Marunda
KG254 |  | FLUOKIT M | PGDB |  | Marunda
KG287 |  | FLUOKIT M | PGDB |  | Marunda
KP48 |  | FLUOKIT M | PGDB |  | Marunda
KG208 | 646 | FLUOKIT M | PGDB |  | Marunda
KG184 |  | FLUOKIT M | PGDB |  | Marunda
KG283 |  | FLUOKIT M | PGDB |  | Marunda
KG168 | - | EGA | PGC |  | Marunda
BK16 |  | FLUOKIT M | PGDB |  | Marunda
D185 | D 185 | EGA | PMT |  | Menteng
D185 | D 185 | EGA | PMT |  | Menteng
D188 | W20.3.0012 | SCHNEIDER | LBS |  | Menteng
D188 | W20.1.0049 | SCHNEIDER | LBS |  | Menteng
D188 | 0309.13.214 | EGA | PB |  | Menteng
T104N | . | SCHNEIDER | PGC |  | Menteng
T104N | . | SCHNEIDER | PMT |  | Menteng
T104N | . | SCHNEIDER | PMT |  | Menteng
T104N | . | ABB UNISWICH | PB |  | Menteng
K4 | 176017 | FLOUKIT-M | LBS |  | Menteng
T180 | T180 | MG SM6 | PGDB |  | Menteng
T180 |  | MG SM6 | PT |  | Menteng
T180 | T180 | ABB | PMT |  | Menteng
T180 |  | ABB | PMT |  | Menteng
T172 |  | KIT-27,2 | PMT |  | Menteng
T172 |  | FLUOKIT-M | PB1 |  | Menteng
T172 |  | MG SM6 | PB2 |  | Menteng
T172 |  | KIT-27,2 | PMT |  | Menteng
T172 |  | KIT-27,2 | B1 |  | Menteng
T172 |  | FLUOKIT-M | PGDB |  | Menteng
T172 |  | KIT-27,2 | PT |  | Menteng
D330 |  | SCHNEIDER | PMT | 2012 | Menteng
D330 |  | SCHNEIDER | PMT | 2012 | Menteng
D330 | D330 | SCHNEIDER | PGC |  | Menteng
D4B |  | KIT-25 | PMT |  | Menteng
D4B |  | KIT-25 | PMT |  | Menteng
D4B |  | KIT-25 | PB |  | Menteng
D128 | - | ULUSOY | CBO |  | Menteng
D128 | - | EGA | PB |  | Menteng
D128 | - | EGA | PB |  | Menteng
D128 | - | SCHNEIDER | PMT |  | Menteng
D94 |  | ABB | PB |  | Menteng
D94 |  | ABB | PMT |  | Menteng
D94 |  | ABB | PMT |  | Menteng
KS47 | W30-1-0018 | Schneider | LBS | 2012 | Menteng
KS47 | 0228-17 | EGA | LBS | 2017 | Menteng
KS47 | 1806-16 | EGA | LBS | 2016 | Menteng
D144N | - | SCHNEIDER | PB1 | 2019 | Menteng
T415 | 0817-17-214 | EGA | PB | 2017 | Menteng
T98 | - | SCHNEIDER | PMT |  | Menteng
S80 | S80 | EGA | PMT |  | Menteng
S80 | S80 | EGA | PMT |  | Menteng
S80 | S80 | EGA | PB |  | Menteng
S80 | S80 | EGA | PB |  | Menteng
S118 | 0 | MG SM6 | PT |  | Menteng
CK110 |  | MG SM6 | PB |  | Marunda
GH0089 |  | MG SM6 | PB |  | Marunda
PK101C |  | MERLIN GERLIN SM6 | PB |  | Marunda
CK115 |  | MG SM6 | PB |  | Marunda
KP41 | 43916214 | EGA | PB TRAFO 2 | 2016 | Marunda
E42 | E42-1609381 | EGA | LBS (MOTORIZE) | 2016 | Kramat Jati
GH0028 | 0369.16.212 | EGA | LBS |  | Ciracas
GD352 | 09613.BF | EGA | PB | 2013 | Ciracas
CB94 | 12.1624/2012 | ABB UNISWITCH | PB | 2012 | Ciracas
KDR145 | 985-13 | EGA | PB | 2013 | Cengkareng
E46E | E46E-2 | ABB | LBS (MOTORIZE) | 2013 | Kramat Jati
TP52 | TP 52 | FLUKIT M | PB 1 |  | Cempaka Putih
PS86P | PS 86P | ABB SAFERING | PMT |  | Cempaka Putih
KG208 |  | FLUOKIT M | B1 |  | Marunda
MD16 | 253 | FLUOKIT M | B1 |  | Marunda
CK83 | 345 | FLUOKIT M | B1 |  | Marunda
KG283 |  | FLUOKIT M | B1 |  | Marunda
KN117 | CI-2012-W29-6-0022 | SCHNEIDER | PMT | 2012 | Menteng
CKG79 | 13.0191 | ABB | LBS | 2013 | Cengkareng
E263 | E263-1 | ABB | LBS (MOTORIZE) | 2013 | Kramat Jati
GD449 | 0015.21.213 | EGA | LBS | 2021 | Ciracas
TG5N | - | EGA | LBS MOT |  | Cengkareng
TG5N | 2016/W38-1-001 | SCHNEIDER | PB | 2016 | Cengkareng
TG62C | SM0100359 | SCHNEIDER | LBS | 2017 | Cengkareng
TG62C | 1086.1723 | EGA | CBO | 2017 | Cengkareng
TG62C | SM320774 | SCHNEIDER | LBS | 2017 | Cengkareng
TG62C | SM083568 | SCHNEIDER | PB2 | 2017 | Cengkareng
TG62C | 1187.13.13F | EGA | PB1 | 2013 | Cengkareng
TG62DN | 0914.16.216 | EGA | CBO | 2016 | Cengkareng
TG62DN | 0219.17.212 | EGA | LBS | 2017 | Cengkareng
TG62DN | 0544.16.214 | EGA | PB | 2016 | Cengkareng
TG62DN | 0290.17.214 | EGA | PB | 2017 | Cengkareng
TG62E | - | EGA | PB |  | Cengkareng
TG62E | Ci-2017/W13/5/0004 | EGA | PB | 2017 | Cengkareng
TG62E | CI-2017/W13/5/0004 | SCHINEIDER | LBS | 2017 | Cengkareng
TG102B | - | SCHNEIDER | LBS |  | Cengkareng
TG62G | 2192 | Fluokit M | PMT |  | Cengkareng
TG62G | 2203 | Fluokit M | PMT |  | Cengkareng
TG62G | 2192 | Kit 25 | PB |  | Cengkareng
TG62G | - | Kit 27.2 | PB |  | Cengkareng
TG62H | 21602/110/08/01/E6 | GAE | LBS | 2008 | Cengkareng
TG62H | 21590/110/08/01/E6 | GAE | LBS | 2008 | Cengkareng
TG62H | - | ABB | PB |  | Cengkareng
TG62H | - | Kit 25 | PB |  | Cengkareng
TG63 | - | SCHNEIDER | LBS |  | Cengkareng
TG63 | Nomor Seri 1285.21.213 | EGA | LBS Motorized | 2021 | Cengkareng
TG63 | - | SCHNEIDER | PB1 |  | Cengkareng
TG63D | - | SCHNEIDER | LBS |  | Cengkareng
TG63D | - | SCHNEIDER | LBS MOTORIZE |  | Cengkareng
TG63D | - | SCHNEIDER | PB1 |  | Cengkareng
TG66 | W33-5-0015 | SCHNEIDER | PGC | 2014 | Cengkareng
TG66 | 251-12-BF | EGA | PB | 2012 | Cengkareng
TG66 | 112-32-45 | SCHNEIDER | LBS |  | Cengkareng
TG66 | 1126-022 | SCHNEIDER | LBS |  | Cengkareng
TG67 | 1688-17-213 | EGA | LBS | 2017 | Cengkareng
TG67 | 1388-17-212 | EGA | LBS | 2017 | Cengkareng
TG67 | 1330-17-214 | EGA | PB | 2017 | Cengkareng
TG70A | SM9605045 | MG SM6 | PMT |  | Cengkareng
TG70A | SM030048 | MG SM6 | PMT |  | Cengkareng
TG70A | - | MG SM6 | PB |  | Cengkareng
TG70C | 13.0184.630A | ABB | LBS | 2013 | Cengkareng
TG70C | 13.0135.630A | ABB | LBS | 2013 | Cengkareng
TG70C | 13.0309.630A | ABB | PB | 2013 | Cengkareng
TG70D | 0242.15.212 | EGA | LBS | 2015 | Cengkareng
TG70D | 0234.15.212 | EGA | LBS | 2015 | Cengkareng
TG70D | 0005.15.214 | EGA | PB | 2015 | Cengkareng
TG72 | 960647 | MG | LBS MOT |  | Cengkareng
TG72 | - | Kit 25 | LBS |  | Cengkareng
TG72 | - | Kit 25 | PB |  | Cengkareng
TG72 | 487 | FLUOKIT M | PGDB |  | Cengkareng
TG72A | 2888 | FLUOKIT M | LBS |  | Cengkareng
TG72A | 8283 | FLUOKIT M | LBS | 2003 | Cengkareng
TG72A | 340.12.BF | EGA | PB | 2012 | Cengkareng
TG43 | - | EGA | LBS MOT | 2003 | Cengkareng
TG77 | - | SCHINEIDER | LBS |  | Cengkareng
TG77 | 0867.16.216 | EGA | CBO MOT | 2016 | Cengkareng
TG77 | - | SCHINEIDER | PB1 |  | Cengkareng
TG77 | - | SCHNEIDER | PB2 |  | Cengkareng
TG82 | CI-2018-W40-4-0045 | SCHINEIDER | LBS MOT | 2018 | Cengkareng
TG82 | - | FLUOKIT M | LBS | 2017 | Cengkareng
TG82 | CI-2019-W21-5-0015 | SCHINEIDER | PB | 2019 | Cengkareng
PG153 | PG 153 | FLUKIT M | PMT |  | Cempaka Putih
PG153 | PG 153 | FLUKIT M | CBOG |  | Cempaka Putih
KB292 | KB 292 - PB 2 | GAE | PB |  | Kebon Jeruk
KJ101 | KJ 101 - PGDB | FLOUKIT M | PGDB |  | Kebon Jeruk
KB591 | EGA/2015/0445.15.214 | EGA | PB | 2015 | Bulungan
KB592 | 0223-15-214 | EGA | PB | 2015 | Bulungan
KB553 | KB 553 40011 | SCHNEIDER | LBS |  | Bulungan
KB553 | KB 553 50032 | SCHNEIDER | CBO |  | Bulungan
KB551 | KB 551 14116 | UNINDO | LBS |  | Bulungan
KB551 | KB 551 14134 | UNINDO | LBS |  | Bulungan
KB551 | KB 551 4656 | FLOUKIT M | PB |  | Bulungan
KB550 | KB 550 1370006 | MERLIN GERLIN | LBS |  | Bulungan
PM116 | PM 116 | ABB | LBS-2 |  | Lenteng Agung
PM116 | PM 116 | ABB | PB-1 |  | Lenteng Agung
PM117 | PM 117 | SCHENEIDER | LBS-2 |  | Lenteng Agung
BK12C | 3222 | FLUOKIT M | LBS |  | Marunda
MD57 | 6975 | FLUOKIT M | LBS | 1997 | Marunda
MD56 | 1280 | FLUOKIT M | LBS | 1997 | Marunda
MD50 |  | FLUOKIT M | LBS |  | Marunda
MD48 | 6775 | FLUOKIT M | LBS | 1997 | Marunda
MD48 | 6739 | FLUOKIT M | LBS | 1997 | Marunda
MD46 |  | FLUOKIT M | LBS | 1997 | Marunda
KG200 |  | FLUOKIT M | LBS |  | Marunda
MD56 | 1253 | FLUOKIT M | LBS | 1997 | Marunda
CK43 | 1794 | FLUOKIT M | LBS | 1996 | Marunda
GH0148 |  | FLUOKIT M | LBS |  | Marunda
CK48 |  | FLUOKIT M | LBS |  | Marunda
GH0008 |  | FLUOKIT M | LBS |  | Marunda
KG69 |  | GAE GLS | LBS |  | Marunda
GH0176 |  | FLUOKIT M | LBS |  | Marunda
BK128 | 11814 | FLUOKIT M | LBS | 2009 | Marunda
BK127 | 11817 | FLUOKIT M | LBS | 2009 | Marunda
BK127 | 11811 | FLUOKIT M | LBS | 2009 | Marunda
BK126 | 11818 | FLUOKIT M | LBS | 2009 | Marunda
MD76 | 5941 | FLUOKIT M | LBS | 2006 | Marunda
BK125 | 11815 | FLUOKIT M | LBS | 2009 | Marunda
BK54 | 2364 | EGA | LBS |  | Marunda
CK152 | 2513 | FLUOKIT M | LBS | 2005 | Marunda
CK152 | 9489 | FLUOKIT M | LBS | 2005 | Marunda
PK229 |  | FLUOKIT M | LBS |  | Marunda
MD17 | 2655 | FLUOKIT M | LBS |  | Marunda
BK168 | 14648 | FLUOKIT M | LBS | 2011 | Marunda
MD16 | 2025 | FLUOKIT M | LBS |  | Marunda
CK197 | CI-2012-W42-7-0012 | SCHNEIDER SM6 | PGC | 2012 | Marunda
KIOS908 |  | MG SCHNEIDER | CBOM |  | Marunda
KG379 |  | FLUKIT M MERAH | PGC |  | Marunda
CK192 | 24082/103/11/0/E6 | GAE GDSA | PGC | 2011 | Marunda
KG371 |  | MG SCHNEIDER | CBOM |  | Marunda
KG278 |  | MG SCHNEIDER | CBOM |  | Marunda
CK70 |  | MG VERCORS M6 | PT |  | Marunda
D102B | - | EGA | LBS MOTORIZE | 2018 | Menteng
D102B | - | EGA | LBS MOTORIZE | 2018 | Menteng
D102B | W34-1-0028 | SCHNEIDER | PB | 2016 | Menteng
D102B | W33-5-0011 | SCHNEIDER | PB | 2016 | Menteng
D241 | - | ORMAZABAL | PMT | 2018 | Menteng
D241 | - | ORMAZABAL | PB | 2018 | Menteng
D241 | - | ORMAZABAL | PMT | 2018 | Menteng
D96 | - | FLUOKIT-M | PMT |  | Menteng
D96 | - | FLUOKIT-M | PB |  | Menteng
D96 | - | FLUOKIT-M | PMT |  | Menteng
D96 | - | FLUOKIT-M | PB |  | Menteng
D259 |  | MG SM6 | B1 |  | Menteng
D259 |  | MG SM6 | PT |  | Menteng
PK51N |  | SCHNEIDEER SM6 | PB |  | Marunda
KP22 |  | MG SM6 | LBS |  | Marunda
KP24 | 59501082 | MG SM6 | LBS |  | Marunda
KP36 | 95168022 | MG SM6 | LBS |  | Marunda
BK38 | 1583-13-BL | EGA | LBS | 2013 | Marunda
BK38 | 228447-212 | EGA | LBS | 2017 | Marunda
KG160 |  | MG SM6 | LBS |  | Marunda
KG160 |  | MG SM6 | LBS |  | Marunda
CK49 |  | MG SM6 | LBS |  | Marunda
CK196 | CI2012-W29-3-0019 | SCHNEIDER SM6 | LBS | 2012 | Marunda
BK11N |  | MG SM6 | LBS |  | Marunda
BK129A |  | SCHNEIDER SM6 | LBS |  | Marunda
BK129A |  | SCHNEIDER SM6 | LBS |  | Marunda
MD80 | SM0100462 | MG SM6 | LBS |  | Marunda
PK101C | IEC298 | MERLIN GERLIN SM6 | LBS |  | Marunda
PK101C |  | MERLIN GERLIN SM6 | LBS |  | Marunda
CL26 |  | EGA | LBS |  | Marunda
KG18 |  | MG SM6 | LBS |  | Marunda
KG18 |  | MG SM6 | LBS |  | Marunda
CK136 |  | MG SM6 | LBS |  | Marunda
CK136 |  | MG SM6 | LBS |  | Marunda
KG147 | 0434.17.210 | EGA | CBO | 2017 | Marunda
KG147 |  | MG SM6 | LBS |  | Marunda
GH0089 |  | MG SM6 | LBS |  | Marunda
CK57 |  | MG SM6 | LBS |  | Marunda
CK57 |  | MG SM6 | LBS |  | Marunda
CL11 |  | MG VERCORS | LBS |  | Marunda
GH0089 |  | MG SM6 | LBS |  | Marunda
GH0089 |  | MG SM6 | LBS |  | Marunda
KP40 |  | MERLIN GERLIN SM6 | LBS |  | Marunda
CK196 | CI2012-W29-2-0019 | SCHNEIDER SM6 | LBS | 2012 | Marunda
BK80 |  | MG SM6 | LBS |  | Marunda
PK225 |  | MG SM6 | LBS |  | Marunda
CL27 | - | SIEMENS | LBS |  | Marunda
KP25 | 0339.15.209 | EGA | LBS | 2015 | Marunda
KG21 |  | FLUOKIT M | LBS |  | Marunda
CK3 |  | MG KUNING CEMPAKA | LBS |  | Marunda
CK20J |  | MG VERCORS | LBS |  | Marunda
GH0301 |  | MG SM6 | LBS |  | Marunda
PK44S |  | MG VERCORS | LBS |  | Marunda
CK20J |  | MG VERCORS | LBS |  | Marunda
CL43 |  | SCHNEIDER SM6 | LBS |  | Marunda
PK263N |  | MG SCHNEIDER | LBS |  | Marunda
PK263N |  | MG SCHNEIDER | LBS |  | Marunda
CK120 |  | MG SCHNEIDER | LBS |  | Marunda
CK120 |  | MG SCHNEIDER | LBS |  | Marunda
PK12A |  | MG SCHNEIDER | LBS |  | Marunda
PK221 |  | SCHNEIDER SM6 | LBS |  | Marunda
PK221 |  | SCHNEIDER SM6 | LBS |  | Marunda
KG95 |  | MG SCHNEIDER | LBS |  | Marunda
GH0301 |  | SCHNEIDER SM6 | LBS |  | Marunda
GH0301 |  | SCHNEIDER SM6 | LBS |  | Marunda
KG95 |  | MG SCHNEIDER | LBS |  | Marunda
PK231 |  | MG SCHNEIDER | LBS |  | Marunda
CK253 |  | MG SCHNEIDER | LBS |  | Marunda
PK75 |  | KIT 25 | PT |  | Marunda
PK75 |  | KIT 25 | PGDB |  | Marunda
GH0176 |  | MG VERCORS | LBS |  | Marunda
GH0176 |  | MG VERCORS | LBS |  | Marunda
CL12 |  | SCHNEIDER SM6 | LBS |  | Marunda
CL12 |  | SCHNEIDER SM6 | LBS |  | Marunda
CK132 |  | ABB SAFEPLUS | LBS |  | Marunda
CK132 |  | ABB SAFEPLUS | LBS |  | Marunda
PK161 |  | FLUKIT M MERAH | LBS |  | Marunda
KG127 |  | EGA | LBS |  | Marunda
CK127 |  | SCHENEIDER RM6 | LBS |  | Marunda
BK19 | 0416.17.216 | EGA | PGC | 2017 | Marunda
KP48 |  | KIT 27.2 | B1 |  | Marunda
MD98 | 500411660/9021 | ABB SAFEPLUS | PB | 2011 | Marunda
PK247 |  | ABB SAFEPLUS | PB |  | Marunda
KG310 |  | ABB SAFEPLUS | PB |  | Marunda
PK101 |  | ABB SAFEPLUS | PB |  | Marunda
CL19 |  | ABB SAFEPLUS | PB |  | Marunda
KG295 | - | ORMAZABAL | PB |  | Marunda
CK190 | - | EGA | PB |  | Marunda
CK15A |  | ABB SAFEPLUS | PB |  | Marunda
KG391 |  | ABB SAFEPLUS | PB |  | Marunda
KG391 |  | ABB SAFEPLUS | PB |  | Marunda
CK15C |  | ABB SAFEPLUS | PB |  | Marunda
KB550 | KB 550 1120184 | MERLIN GERLIN | CBOM |  | Bulungan
TD351 | 1218 | FLUOKIT M | PB | 1997 | Bulungan
TD355 | - | SCHNEIDER | LBS MOTORIZE |  | Bulungan
TD355 | - | SCHNEIDER | LBS |  | Bulungan
TD355 | - | ABB | PB |  | Bulungan
KB208 | 0 | EGA | CBO MOTORIZE |  | Bulungan
KB534 | 0 | SCHNEIDER | LBS |  | Bulungan
TD356 | 436 | FLOUKIT.M | PMT |  | Bulungan
TD356 | 0 | SCHNEIDER | PMT |  | Bulungan
TD356 | 0 | SCHNEIDER | PB |  | Bulungan
TD359 | 0 | FLUOKIT M | PMT |  | Bulungan
TD359 | 0 | GAE | PB |  | Bulungan
TD359 | 0 | GAE | PMT |  | Bulungan
TD361 | 0 | SCHNEIDER | LBS |  | Bulungan
TD361 | 0 | SCHNEIDER | LBS |  | Bulungan
TD361 | 0 | SCHNEIDER | PB |  | Bulungan
TD363 | 0 | MERLIN GERIN | PMT |  | Bulungan
TD363 | 0 | MERLIN GERIN | PMT |  | Bulungan
TD363 | 0 | MERLIN GERIN | PB |  | Bulungan
TD364 | 0 | SCHNEIDER | LBS |  | Bulungan
TD364 | 0 | SCHNEIDER | LBS |  | Bulungan
TD364 | 0 | SCHNEIDER | PB |  | Bulungan
TD367 | 1711717/2017 | EGA | LBS MOTORIZE | 2017 | Bulungan
TD367 | CI-2017-W28-4-0017/2017 | SCHNEIDER | LBS | 2017 | Bulungan
TD367 | 1712873/2017 | EGA | CBOM MOTORIZE | 2017 | Bulungan
TD367 | CI-2018-W03-3-0050/2018 | SCHNEIDER | PB | 2018 | Bulungan
TD368 | CI-2014-W08-5-0032 | SCHNEIDER | CBOM | 2014 | Bulungan
KL232 | C1/2014/W2/5/0007 | SCHNEIDER | LBS MOTORIZE | 2014 | Bulungan
TD368 | 0 | FLUOKIT M | PGC |  | Bulungan
KL232 | 0 | SCHNEIDER | LBS |  | Bulungan
TD368 | 2436.17.213 | EGA | LBS MOTORIZE | 2017 | Bulungan
TD368 | CI-2012-W41-5-0026 | SCHNEIDER | LBS | 2012 | Bulungan
KL233 | CI-2015-W23-5-0021 | SCHNEIDER | PB | 2015 | Bulungan
TD370 | 0 | MERLIN GERIN | PB |  | Bulungan
TD370 | 0 | MERLIN GERIN | PMT |  | Bulungan
TA73 | Nomor Seri 0383.08.212 | EGA | LBS Manual | 2018 | Cengkareng
TA73 | 699 | FLUOKIT M | PB | 1992 | Cengkareng
TA73 | - | FLUOKIT M | LBS |  | Cengkareng
TA74 | 0059.21.234 | EGA | PGC | 2021 | Cengkareng
TA74 | - | EGA | LBS | 2021 | Cengkareng
TA74 | 0211.21.213 | EGA | LBS | 2021 | Cengkareng
TA74 | 0210.21.213 | EGA | PGC | 2021 | Cengkareng
TA74 | 0057.21.234 | EGA | PB | 2021 | Cengkareng
TA75K | 2129520006 | ABB | LBS | 2003 | Cengkareng
TA75K | 2129520006 | ABB | LBS | 2003 | Cengkareng
TA75K | 2129520006 | ABB | PB | 2003 | Cengkareng
TA77 | 4282 | UNINDO | LBS |  | Cengkareng
TA77 | - | UNINDO | LBS |  | Cengkareng
TA77 | 939 | UNINDO | LBS |  | Cengkareng
TA78 | 86 | FLUOKIT M | PB | 1986 | Cengkareng
TA78 | 2933.17.213 | EGA | LBS | 2017 | Cengkareng
TA78 | 2810 | FLUOKIT M | LBS |  | Cengkareng
TA78 | 59502313 | MG | LBS |  | Cengkareng
TA79 | CI-2016-W08.2.0032 | SCHNEIDER | PGC | 2016 | Cengkareng
TA79 | 2330 | Fluokit M | PMT |  | Cengkareng
TA79 | 2386 | Fluokit M | LBS |  | Cengkareng
TA79 | - | Fluokit M | PGDB |  | Cengkareng
TA81 | S9501870 | MG SM6 | PB |  | Cengkareng
TA81 | 0478.16.213 | EGA | LBS MOT | 2016 | Cengkareng
TA81 | 1505.17.212 | EGA | LBS | 2017 | Cengkareng
TA81 | 1626.17.34 | EGA | CBOM | 2017 | Cengkareng
TA83K | 19295030 | ORMAZABAL | LBS | 2019 | Cengkareng
TA83K | 19295030 | ORMAZABAL | LBS | 2019 | Cengkareng
TA83K | 19295030 | ORMAZABAL | PB | 2019 | Cengkareng
TA85K | 1926-s-033 | ORMAZABAL | LBS | 2019 | Cengkareng
TA85K | 1926-s-033 | ORMAZABAL | LBS | 2019 | Cengkareng
TA85K | 1926-s-033 | ORMAZABAL | PB | 2019 | Cengkareng
TA86 | 550008 | SCHNEIDER | LBS | 2016 | Cengkareng
TA86 | 3416212 | EGA | LBS | 2016 | Cengkareng
TA86 | 86216216 | EGA | PGC | 2016 | Cengkareng
TA87 | CU-06-5091/032 | Siemens | PMT | 1992 | Cengkareng
TA87 | CU-06-5091-032 | Siemens | PMT | 1992 | Cengkareng
TA87 | CU-06-5091-032 | Siemens | PB | 1992 | Cengkareng
TA89K | 143180 | UNINDO | LBS | 2014 | Cengkareng
TA89K | 14581 | UNINDO | LBS | 2014 | Cengkareng
TA89K | 14582 | UNINDO | PB | 2014 | Cengkareng
TA9 | CI-2018-W29-2-0059 | SCHINEIDER | LBS MOTORIZE | 2018 | Cengkareng
TA9 | C1-2018-W29-3-0011 | SCHINEIDER | LBS MANUAL | 2018 | Cengkareng
TA9 | - | KIT27.2 | PB |  | Cengkareng
D259 |  | MG SM6 | PB |  | Menteng
D259 | - | SCHNEIDER | PMT |  | Menteng
D259 |  | MG SM6 | PMT |  | Menteng
D259 |  | MG SM6 | PGDB |  | Menteng
D167 | - | EGA | PMT | 2017 | Menteng
D167 | - | EGA | LBS MOTORIZE | 2017 | Menteng
D167 | - | EGA | PGC | 2017 | Menteng
SN50 | 0 | EGA | PMT |  | Menteng
KN98 | 0 | ABB | B1 |  | Menteng
D102A | W37-5-0004 | SCHNEIDER | LBS MOTORIZE | 2019 | Menteng
D102A | W38-2-0049 | SCHNEIDER | LBS MOTORIZE | 2019 | Menteng
D102A | W32-5-0010 | SCHNEIDER | PB1 | 2019 | Menteng
TA92 | - | SIMENS | LBS |  | Cengkareng
TA92 | - | EGA | PGC |  | Cengkareng
TA94 | 150417212 | EGA | LBS | 2017 | Cengkareng
TA94 | CI-2017W3850040 | SCHNEIDER | LBS MOT | 2017 | Cengkareng
TA94 | CI-2018W0270013 | SCHNEIDER | PB | 2018 | Cengkareng
TA95 | Nomor Seri : 0036.16.212 | EGA | LBS Manual | 2016 | Cengkareng
TA95 | Nomor Seri : 1300.21.213 | EGA | LBS Motorized | 2021 | Cengkareng
TA95 |  | Fluokit M | PB |  | Cengkareng
TA98 | ` | Siemens | PMT | ` | Cengkareng
TA98 | ` | Siemens | PB | ` | Cengkareng
TA98 | ` | Siemens | LBS | ` | Cengkareng
TA99 | CI-2018-W203-6-0049 | SCHINEIDER | LBS | 2018 | Cengkareng
TA99 | CI-2018-W22-6-0033 | SCHINEIDER | LBS | 2018 | Cengkareng
TA99 | 3927 | FLUOKIT M | PB | 1982 | Cengkareng
GH0053 | 3785-13BL | EGA | LBS | 2013 | Cengkareng
TG102 | SM0502589 | SCHINEIDER | LBS |  | Cengkareng
TG102 | - | SCHINEIDER | PB |  | Cengkareng
TG102 | - | SCHINEIDER | LBS |  | Cengkareng
TG105 | 2345 | UNINDO | PMT |  | Cengkareng
TG105 | 2026 | UNINDO | PMT |  | Cengkareng
TG105 | - | FLUOKIT M | PB | 2010 | Cengkareng
TG129 | 0891.15.216 | EGA | CBO MOT | 2016 | Cengkareng
TG129 | 0506.16.214 | EGA | LBS | 2016 | Cengkareng
TG129 | 07.09.16.212 | EGA | PB | 2016 | Cengkareng
TG129 | 0524.16.214 | EGA | PB | 2016 | Cengkareng
TG130 | 332 | FLUOKIT M | PB |  | Cengkareng
TG130 | 334 | FLUOKIT M | PMT |  | Cengkareng
TG130 | 376 | FM | LBS |  | Cengkareng
TG130 | 377 | KIT | PB |  | Cengkareng
MP164 | MP 164 14064 | FLOUKIT M | LBS |  | Bulungan
MP162 | MP 162 14146 | FLOUKIT M | LBS |  | Bulungan
MP162 | MP 162 14127 | FLOUKIT M | LBS |  | Bulungan
MP162 | MP 162 4651 | FLUOKIT M | PB |  | Bulungan
SN130 | SN 130 W17-5-0007 | SCHNEIDER | CBO MOTORIZE |  | Bulungan
SN130 | SN 130 W17-5-0023 | SCHNEIDER | CBO MOTORIZE |  | Bulungan
SN130 | SN 130 W13-6-0037 | SCHNEIDER | CBO MOTORIZE |  | Bulungan
SN128 | SN 128 1497.13.BL | EGA | LBS |  | Bulungan
SN128 | SN 128 1495.13.BL | EGA | LBS |  | Bulungan
SN128 | SN 128 752.13.BF | EGA | PB |  | Bulungan
SN125 | SN 125 25544 | GAE | LBS | 2011 | Bulungan
SN125 | SN 125 24322 | GAE | LBS | 2011 | Bulungan
SN125 | SN 125 25596 | GAE | PB | 2011 | Bulungan
PP129 | PP 129 12.876 | ABB | LBS MOTORIZED | 2012 | Bulungan
PP129 | PP 129 12.878 | ABB | LBS MOTORIZED | 2012 | Bulungan
PP129 | PP 129 W44-3-0041 | SCHNEIDER | CBOM | 2012 | Bulungan
PP128 | PP 128 12.1221 | ABB | LBS MOTORIZE |  | Bulungan
PP128 | PP 128 12.899 | ABB | LBS MOTORIZE |  | Bulungan
PP128 | PP 128 12.1003 | ABB | PB |  | Bulungan
PP126 | CI-2012-w28-4-0008 | SCHNEIDER | LBS | 2012 | Bulungan
PP126 | ci-2012-w027-5-0003 | SCHNEIDER | LBS | 2012 | Bulungan
PP126 | CI-2012-w33-3-0011 | SCHNEIDER | CBOM | 2012 | Bulungan
PP123 | PP 123 14178 | FLOUKIT M | LBS |  | Bulungan
PP123 | PP 123 14146 | FLOUKIT M | LBS |  | Bulungan
PP123 | PP 123 4700 | FLOUKIT M | PB |  | Bulungan
PP119 | 0 | SCHNEIDER | LBS MOTORIZE |  | Bulungan
PP119 | 0 | SCHNEIDER | LBS MOTORIZE |  | Bulungan
PP119 | 0 | SCHNEIDER | CBO |  | Bulungan
TP39 | TP 39 | KIT 25 | PB 2 |  | Cempaka Putih
TP39 | TP 39 | FLUKIT M | PGDB |  | Cempaka Putih
TP35 | SB 2011-W16-5-0021 | SCHNEIDER RM 6 | PMT | 2011 | Cempaka Putih
PG32 | PG 32 | SCHNEIDER | LBS | 2015 | Cempaka Putih
TP28N | TP 28 | SCHNEIDER SM6 | PMT |  | Cempaka Putih
TP28N | TP 28 | SCHNEIDER SM6 | PGC 1 |  | Cempaka Putih
TP28N | TP 28 | SCHNEIDER SM6 | PGC 2 |  | Cempaka Putih
D102A | W38-3-0007 | SCHNEIDER | PB2 | 2019 | Menteng
D6A | W41-4-0061 | SCHNEIDER | PMT | 2019 | Menteng
D6A | W36-4-0038 | SCHNEIDER | PMT | 2019 | Menteng
D6A | W40-3-0074 | SCHNEIDER | PGC | 2019 | Menteng
D6 | - | ULUSOY | LBS |  | Menteng
D6 | - | ULUSOY | LBS |  | Menteng
D6 | - | ULUSOY | LBS |  | Menteng
D6 | - | ULUSOY | PB |  | Menteng
D6 | - | ULUSOY | PB |  | Menteng
D36 | - | EGA | PB | - | Menteng
D36 | - | EGA | PMT | - | Menteng
D36 | - | EGA MOTORES | PMT | - | Menteng
D177 | - | FLOUKIT-M | PMT |  | Menteng
D177 | - | ABB | PMT |  | Menteng
D177 | - | FLOUKIT - M | PB |  | Menteng
D177 | - | DELLE ALSTHOM | PT |  | Menteng
D177 | - | DELLE ALSTHOM | PGDB |  | Menteng
D47A |  | FLUOMATIC | PB |  | Menteng
D47A |  | KIT-25 | PMT |  | Menteng
D47A |  | FLUOKIT-M | PB |  | Menteng
D47A |  | FLUOMATIC | PMT |  | Menteng
SP61 | - | SCHENDER MOTORICE | PMT | - | Menteng
SP61 | - | SCHENDER MOTORICE | PMT | - | Menteng
SP61 | - | EGA | PB | 2018 | Menteng
SP61 | - | SCHENDER MOTORICE | PMT | - | Menteng
SP61 | - | EGA | PB2 | 2018 | Menteng
D269 |  | MERLIN GERIN | PMT |  | Menteng
D269 |  | MERLIN GERIN | PB |  | Menteng
D269 |  | MERLIN GERIN | PMT |  | Menteng
D254 | - | ORMAZABAL | PMT |  | Menteng
D254 | - | ORMAZABAL | PB |  | Menteng
D254 | - | ORMAZABAL | PMT |  | Menteng
T276 | 123 | EGA | PMT |  | Menteng
T276 | 123 | EGA | PMT |  | Menteng
T276 | 123 | EGA | PGC |  | Menteng
T276 | . | GAE | PB |  | Menteng
T276 | PMT | GAE | PGC |  | Menteng
T206 | 0359.19.213 | EGA | LBS | 2019 | Menteng
T206 | CI-2019-W06-5-0041 | SCHNEIDER | CBO-JAR | 2019 | Menteng
T206 | CI-2019-W11-1-0012 | SCHNEIDER | CBOM | 2019 | Menteng
T271 | 123 | MG | PMT |  | Menteng
T271 | 123 | MG | PMT |  | Menteng
T34 | - | EGA | PB1 | 2013 | Menteng
T34 | - | EGA | LBS | 2013 | Menteng
T34 | - | SCHNEIDER | LBS | 2017 | Menteng
T221 | 123 | FLUOKIT M | PMT |  | Menteng
T221 | 123 | FLUOKIT M | PMT |  | Menteng
T221 | 123 | FLUOKIT M | PDGB |  | Menteng
KG126 |  | FLUOKIT M | PT |  | Marunda
KG184 |  | FLUOKIT M | PT |  | Marunda
KG254 |  | FLUOKIT M | PT |  | Marunda
KG287 |  | FLUOKIT M | PT |  | Marunda
KG259 | 1190 | FLUOKIT M | PT |  | Marunda
BK113 | 1984 | FLUOKIT M | PT | 1996 | Marunda
PG146 | PG 146 | EGA | LBS | 2019 | Cempaka Putih
RM60 | RM 60 | SM 6 | PMT |  | Cempaka Putih
TP46 | TP 46 | EGA | PMT |  | Cempaka Putih
TP44 | TP 44 | FLUKIT M | PMT |  | Cempaka Putih
TP43 | TP 43 | EGA | CBOG |  | Cempaka Putih
TP42 | TP 42 | GAE | PB 2 |  | Cempaka Putih
TP42 | TP 42 | SCHNEIDER SM6 | PMT |  | Cempaka Putih
PK44S |  | MG VERCORS | LBS |  | Marunda
KN89 | 0 | SCHNEIDER | PMT |  | Menteng
MG72 | - | SCHNEIDER | PMT | 2017 | Menteng
MG72 | 0 | SCHNEIDER | PGC | 2017 | Menteng
MG72 | 0 | SCHNEIDER | PMT | 2017 | Menteng
KN74 | 1586-17 | EGA | CBOM | 2017 | Menteng
S29C | 60013 | ORMAZAMBAL | CBO JAR | 2019 | Menteng
KN59 | - | SCHNEIDER | PGC |  | Menteng
D176 | 3403-17-213 | EGA | LBS | 2017 | Menteng
D176 | 1426-17-214 | EGA | PB | 2017 | Menteng
D176 | 3577-17-213 | EGA | LBS | 2017 | Menteng
D248 |  | FLUOKIT.M | PMT |  | Menteng
D248 |  | FLUOKIT.M | B1 |  | Menteng
D248 |  | FLUOKIT.M | PMT |  | Menteng
D248 |  | FLUOKIT.M | PGDB |  | Menteng
D248 |  | FLUOKIT.M | PT |  | Menteng
D199 | - | EGA | PMT |  | Menteng
D199 | - | SCHNEIDER | PMT |  | Menteng
D199 | - | SCHNEIDER | CBO |  | Menteng
K239 | 644921213 | EGA | LBS |  | Menteng
P60 | 60034 | ORMAZAMBAL | CBO-JAR- | 2019 | Menteng
D206 | W31-5-0004 | SCHNEIDER | LBS MOTORIZE | 2019 | Menteng
D206 | W31-3-001 | SCHNEIDER | LBS MOTORIZE | 2019 | Menteng
D206 | W27-3-0077 | SCHNEIDER | CBOM | 2019 | Menteng
SN50 | 301617213 | EGA | PMT | 2017 | Menteng
P55A | - | ORMAZABAL | LBS | 2018 | Menteng
D232 | W3812.0016 | SCHNEIDER | PMT | 2017 | Menteng
D232 | W3815.0027 | SCHNEIDER | PMT | 2017 | Menteng
D232 | W11-1-0026 | SCHNEIDER | CBOM | 2019 | Menteng
D132 | 0 | Schneider SM6 | PMT |  | Menteng
D132 | - | Schneider SM6 | PMT |  | Menteng
D132 | - | Schneider SM6 | PB |  | Menteng
D132 | - | Schneider SM6 | PB |  | Menteng
D154 | 0 | SCHNEIDER | PB |  | Menteng
D154 | - | EGA | LBS |  | Menteng
D154 | - | EGA | LBS |  | Menteng
D144B | - | ABB | LBS |  | Menteng
D144B | - | ABB | LBS |  | Menteng
D144B | - | ABB | PB |  | Menteng
D8B |  | KIT 25 | PMT |  | Menteng
D8B |  | KIT 25 | PB |  | Menteng
D8B |  | KIT 25 | PMT |  | Menteng
D133 | 1500.18.213 | EGA | LBS |  | Menteng
D133 | 1579.18.213 | EGA | LBS |  | Menteng
D133 | 1008.18.214 | EGA | PB |  | Menteng
KS55 | 2348-17-213 | EGA | LBS | 2017 | Menteng
K169 | K 169 | SM 6 | PMT |  | Cempaka Putih
TP95 | TP 95 | EGA | PMT |  | Cempaka Putih
TP94 | TP 94 | FLUOKIT M C410 | PMT |  | Cempaka Putih
K193 | K 193 | EGA | PMT |  | Cempaka Putih
PK127A |  | GAE | PB |  | Marunda
TP92N | TP 92N | SIEMEN | PMT |  | Cempaka Putih
KM49 | KM 48 | RM6 | PMT |  | Cempaka Putih
TP87 | TP 87 | SIEMENS | PB 2 |  | Cempaka Putih
S121 | S 121 | EGA | PMT |  | Cempaka Putih
RM64 | S 121 | KIT M | PMT |  | Cempaka Putih
TP5N | TP 5N | SCHNEIDER SM6 | PGC |  | Cempaka Putih
TP6D | TP 6D | EGA | PB 1 |  | Cempaka Putih
TP6H | TP 6H | SCHNEIDER SM6 | PMT |  | Cempaka Putih
TP6M | TP 6M | SCHNEIDER SM6 | PMT |  | Cempaka Putih
TP6N | TP 6N | EGA | PMT |  | Cempaka Putih
TP6N | TP 6N | EGA | PMT |  | Cempaka Putih
TP7 | TP 7 | ABB UNISWITCH | PMT |  | Cempaka Putih
TP7 | TP 7 | ABB UNISWITCH | PB 1 |  | Cempaka Putih
TP7A | TP 7A | EGA | PB 2 |  | Cempaka Putih
TP7C | TP 7C | EGA | PB 1 |  | Cempaka Putih
TP84 | TP 84 | FLUKIT M | PMT |  | Cempaka Putih
TP7D | TP 7D | SCHNEIDER SM6 | PMT |  | Cempaka Putih
TP77 | TP 77 | MERLIN GERLIN SM6 | B 1 E |  | Cempaka Putih
TP12P | TP 12P | GAE | PMT |  | Cempaka Putih
TP14 | TP 14 | MERLIN GERLIN SM6 | PMT |  | Cempaka Putih
TP15N | TP 15 | SCHNEIDER SM6 | PMT |  | Cempaka Putih
TP16 | TP 16 | EGA | PMT |  | Cempaka Putih
CK132 |  | ABB SAFEPLUS | PB |  | Marunda
CK116 | 500411660/9021-34 | ABB SAFEPLUS | PB | 2011 | Marunda
BK166 | 50041160/8021-19 | ABB SAFEPLUS | PB | 2011 | Marunda
PK279 |  | ABB SAFEPLUS | PB |  | Marunda
CK188 | 500411660/9021-17 | ABB SAFEPLUS | PB | 2011 | Marunda
BK165 | 500411660/6021-10 | ABB SAFEPLUS | PB | 2011 | Marunda
CK52N |  | ABB SAFEPLUS | PB |  | Marunda
KP67 | 500411660/8021-11 | ABB SAFEPLUS | PB | 2011 | Marunda
PK221 |  | SCHNEIDER SM6 | PB |  | Marunda
BK169 |  | GAE GSF | PB | 2011 | Marunda
KG23 | CI-2016-W53-2-0032 | SCHNEIDER SM6 | PB TRAFO | 2016 | Marunda
PK281 |  | ABB SAFEPLUS | PB |  | Marunda
PK127A |  | FLUOMATIC | LBS |  | Marunda
KG216 |  | EGA | LBS |  | Marunda
KG21 | 6332 | FLUOKIT.M | LBS | 1996 | Marunda
T294 | 0 | SCHNEIDER | PMT |  | Menteng
T294 | 0 | EGA | PB |  | Menteng
T294 | 0 | SCHNEIDER | PMT |  | Menteng
T18N | 11948 | FLUOKIT M24+ | LBS | 2009 | Menteng
T18N | 11945 | FLUOKIT M24+ | LBS | 2009 | Menteng
T18N | 3767 | FLUOKIT M24+ | PB | 2009 | Menteng
T139 |  | KIT-25 | PB |  | Menteng
T139 |  | KIT-25 | PMT |  | Menteng
T139 |  | KIT-25 | PMT |  | Menteng
T139 |  | KIT-25 | PB |  | Menteng
KN118 | CI-2012-W29-5-0004 | SCHNEIDER SM6 | PMT | 2012 | Menteng
KN118 | CI-2012-W29-4-0026 | SCHNEIDER | PMT | 2012 | Menteng
KN118 | CI-2012-W23-1-0005 | SCHNEIDER SM6 | CBOM | 2012 | Menteng
TG2N | CI-2019-W20-5-0029 | SCHNEIDER | LBS MOT | 2019 | Menteng
TG2N | CI-2019-W20-5-0033 | SCHNEIDER | LBS MOT | 2019 | Menteng
BK37 |  | MG VERCORS M6 | LBS |  | Marunda
BK37 |  | MG VERCORS M6 | LBS |  | Marunda
KG128 |  | SCHNEIDEER SM6 | LBS |  | Marunda
CK70 |  | MG VERCORS M6 | LBS |  | Marunda
CK70 |  | MG VERCORS M6 | LBS |  | Marunda
KG157 |  | MG VERCORS | PB |  | Marunda
MD55 |  | MG VERCORS M6 | PB |  | Marunda
PK44S |  | MG VERCORS | PB |  | Marunda
TA90 | C1-2018-W20-2-0058 | SCHINEIDER | LBS MANUAL | 2018 | Cengkareng
TA90 | C1-2018-W28-5-0024 | SCHINEIDER | LBS MOTORIZE | 2018 | Cengkareng
TA90 | C1-2018-W22-4-0055 | SCHINEIDER | LBS MOTORIZE | 2018 | Cengkareng
TA90 | CI-2015-W41.5.0008 | SCHNEIDER | PGC | 2015 | Cengkareng
KDR101 | - | SCHNEIDER | PGC |  | Cengkareng
TA92 | - | SIEMENS | LBS |  | Cengkareng
TP26 | TP 26 | FLUOKIT M | PB 1 |  | Cempaka Putih
TP25 | TP 25 | EGA | PMT |  | Cempaka Putih
TP25 | TP 25 | EGA | PB 2 |  | Cempaka Putih
TP50 | TP 50 | EGA | PMT |  | Cempaka Putih
TP51 | TP 51 | FLUKIT M | PMT |  | Cempaka Putih
TP63 | TP 63 | ULUSOY | PGC |  | Cempaka Putih
TP96 | TP 96 | GAE | PMT |  | Cempaka Putih
PG195 | PG 195 | EGA | PMT |  | Cempaka Putih
PG196N | PG 196 | SM 6 | PMT |  | Cempaka Putih
PG197 | PG 197 | SM6 | PMT |  | Cempaka Putih
RM49 | RM 49 | EGA | LBS | 2017 | Cempaka Putih
RM48 | RM 48 - 275 | EGA | PB | 2017 | Cempaka Putih
RM47 | RM 47 | KIT M24 | PB | 1995 | Cempaka Putih
RM45 | RM 45 | SM6 | PMT |  | Cempaka Putih
RM45 | RM 45 | SM 6 | PB |  | Cempaka Putih
RM42 | RM 42 | MG | PMT |  | Cempaka Putih
RM41 | RM 41 | SCHNEIDER | LBS |  | Cempaka Putih
RM40 | RM 40 | SCHNEIDER | LBS | 2020 | Cempaka Putih
RM40 | RM 40 | EGA | PB | 2017 | Cempaka Putih
RM38P | RM 38P | ORMAZABAL | PMT |  | Cempaka Putih
RM38 | RM 38 | SM 6 | PMT |  | Cempaka Putih
RM37 | RM 37 | ABB | LBS | 2011 | Cempaka Putih
PG198 | PG 198 | KIT M | PMT |  | Cempaka Putih
PG198 | PG 198 | KIT M | PMT |  | Cempaka Putih
RM36N | RM 36N | EGA | PMT |  | Cempaka Putih
RM32 | RM 32 | EGA | PMT |  | Cempaka Putih
RM31 | RM 31 | EGA | LBS | 2018 | Cempaka Putih
RM31 | RM 31 | SCHNEIDER | LBS | 2018 | Cempaka Putih
RM31 | RM 31 - GH 6 | SCHNEIDER | LBS | 2018 | Cempaka Putih
RM31 | RM 31 | EGA | KOPEL | 2018 | Cempaka Putih
RM31 | RM 31 | SCHNEIDER | CBOG | 2018 | Cempaka Putih
PG199 | PG 199 | EGA | PBII |  | Cempaka Putih
PG203 | PG 203 | KIT M | PMT |  | Cempaka Putih
PG204 | PG 204 | SM 6 | PMT |  | Cempaka Putih
PG205 | PG 205 | KIT M | PMT |  | Cempaka Putih
PG207 | PG 207 | KIT M | PMT |  | Cempaka Putih
PG210 | PG 210 | ORMAZABAL | PMT |  | Cempaka Putih
PG213 | PG 213 | SM 6 | PMT |  | Cempaka Putih
PG215 | PG 215 | SCHNEIDER | LBS | 2017 | Cempaka Putih
PG222 | PG 222 | SCHNEIDER | LBS | 2018 | Cempaka Putih
PG223 | PG 223 | SCHNEIDER | LBS | 2018 | Cempaka Putih
PG225 | PG 225 | KIT M | PMT |  | Cempaka Putih
PG226 | PG 226 | KIT M | PMT |  | Cempaka Putih
PG227 | PG 227 | SCHNEIDER | LBS |  | Cempaka Putih
PG228 | PG 228 | SCHNEIDER | LBS | 2018 | Cempaka Putih
RM27 | RM 27 | FLUMATIC | PMT |  | Cempaka Putih
RM24 | RM 24 | EGA | PMT |  | Cempaka Putih
RM23 | RM 23 | RM6 | PMT |  | Cempaka Putih
RM22A | RM 22A | SIEMENS | PB | 2003 | Cempaka Putih
PG229 | PG 229 | ABB | PMT |  | Cempaka Putih
RM22 | RM 22 | SM 6 | PMT |  | Cempaka Putih
RM21 | RM 21 | FLUOKIT M24+ | PB | 2010 | Cempaka Putih
RM21 | RM 21 | FLUOKIT M24 | LBS | 2003 | Cempaka Putih
RM17 | RM 17 | FLUOKIT M | PMT |  | Cempaka Putih
RM15 | RM 15 | FLUOKIT M24 | PB | 2004 | Cempaka Putih
PG230 | PG 230 | EGA | PMT |  | Cempaka Putih
BK222 |  | EGA | PB |  | Marunda
BK11N |  | MG SM6 | PB |  | Marunda
PK197 |  | EGA | PB |  | Marunda
CKG79 | 13.0466 | ABB | PB1 | 2013 | Cengkareng
E338 | E338-5 | SCHNEIDER | LBS | 2012 | Kramat Jati
E338 | E338-6 | SCHNEIDER | LBS | 2012 | Kramat Jati
KDR127 | C1-2013-W17-3-0011 | SCHNEIDER | LBS MOT | 2013 | Cengkareng
PG424P | PG 424P | ABB | PB |  | Cempaka Putih
E191 | E191-T73005065340052 | SIEMENS | LBS | 2017 | Kramat Jati
E191 | E191-T73005065340125 | SIEMENS | LBS | 2017 | Kramat Jati
TP17 | TP 17 | EGA | PMT |  | Cempaka Putih
TP18 | TP 18 | SCHNEIDER SM6 | PB |  | Cempaka Putih
TP22 | TP 22 | SCHNEIDER SM6 | PMT |  | Cempaka Putih
TP65 | TP 65 - 14037 | EGA | PMT | 2011 | Cempaka Putih
TP65 | TP 65 - 1555 | FUOKIT M | PMT | 1992 | Cempaka Putih
TP62 | TP 62 | EGA | PMT |  | Cempaka Putih
TP61 | TP 61 | GAE | PMT |  | Cempaka Putih
TP59 | TP 59 | KIT 25 | PB 2 |  | Cempaka Putih
TP58 | TP 58 | EGA | PMT |  | Cempaka Putih
TP55 | TP 55 | SCHNEIDER SM6 | PMT |  | Cempaka Putih
TP54 | TP 54 | SCHNEIDER SM6 | PMT |  | Cempaka Putih
TP53 | TP 53 | SCHNEIDER SM6 | PMT |  | Cempaka Putih
D138N |  | KIT-25 | B1 |  | Menteng
D138N | D138N | KIT-25 | PMT |  | Menteng
D138N |  | KIT-25 | PMT |  | Menteng
D138N |  | FLUOKIT-M | PT |  | Menteng
D138N | - | KIT-25 | PT |  | Menteng
D251 | - | EGA | LBS MOTORIZE | 2014 | Menteng
D251 | - | EGA | PB |  | Menteng
D251 | - | EGA | LBS MOTORIZE | 2014 | Menteng
KS60 | KS 60 | FLOUKIT M | PMT |  | Menteng
KS60 | KS 60 | FLOUKIT M | PMT |  | Menteng
KS60 | KS 60 | FLOUKIT M | PT |  | Menteng
KS60 | KS 60 | FLOUKIT M | PGDB |  | Menteng
KS60 | KS 60 | FLOUKIT M | B1 |  | Menteng
D245 | 0 | MG | PMT |  | Menteng
D245 | 0 | KIT-25 | PB |  | Menteng
D245 | 0 | MG | PMT |  | Menteng
D245 |  | MG | PGDB |  | Menteng
D245 |  | MG | B1 |  | Menteng
D267 | T730050323140040 | SIEMENS | PMT | 2017 | Menteng
D267 | T730050526830209 | SIEMENS | PMT | 2017 | Menteng
D267 | T730050653340203 | SIEMENS | PGC | 2017 | Menteng
T324 | - | FLOUKIT - M | PB |  | Menteng
KN235 | 851.16 | EGA | PMT |  | Menteng
D135 |  | KIT-25 | PMT |  | Menteng
D135 |  | KIT-25 | PMT |  | Menteng
D135 |  | KIT-25 | PB |  | Menteng
D23U | 1776.17.234 | EGA | CBO-MP | 2017 | Menteng
D23U | 1407.17.213 | EGA | LBS MOTORIZE | 2017 | Menteng
D23U | - | MERLIN GERIN | PB |  | Menteng
T398 | W16-3-23 | SCHNEIDER | PMT | 2015 | Menteng
BN11 | 0 | MERLIN GERIN | B1 |  | Menteng
D258 | - | MERLIN GERIN | PMT |  | Menteng
T398 | W16-1-20 | SCHNEIDER | PMT | 2015 | Menteng
D23T | - | SCHNEIDER | LBS MOTORIZE | 2017 | Menteng
D23T | 1512.18.214 | EGA | PB | 2018 | Menteng
D72 | 1576.17.213 | EGA MOTORIC | PMT | 2017 | Menteng
D72 | 2630.17.213 | EGA MOTORIC | PMT | 2017 | Menteng
D72 | 1616.18.214 | EGA | PB | 2018 | Menteng
D28 | C1-2017-W37-3-0034 | SCHENIDER | LBS MOTORIZE | 2017 | Menteng
D28 | 1621.18.214 | EGA | PB | 2018 | Menteng
D28 | C1-2017-W34-6-0011 | SCHENIDER | LBS MOTORIZE | 2017 | Menteng
D196 | - | SCHNEIDER | PB |  | Menteng
D196 | - | SCHNEIDER | PMT |  | Menteng
D196 | - | SCHNEIDER | LBS |  | Menteng
D196 | - | SCHNEIDER | PMT |  | Menteng
D196 | - | SCHNEIDER | PGC |  | Menteng
D196 | - | SCHNEIDER | LBS ACCO |  | Menteng
D41 | - | KIT-27.2 | PMT |  | Menteng
D41 | - | KIT-27.2 | PMT |  | Menteng
D41 | - | KIT-27.2 | PB |  | Menteng
D121 | D121 | EGA | PB |  | Menteng
D121 | D121 | EGA | PMT |  | Menteng
D121 | D121 | EGA | PMT |  | Menteng
D121 | D121 | EGA | PGC |  | Menteng
D3G | - | SCHNEIDER | CBO | 2019 | Menteng
MD16 | 724 | FLUOKIT M | PGDB |  | Marunda
CK35 |  | FLUOKIT M | PGDB |  | Marunda
CK38 |  | FLUOKIT M | PGDB |  | Marunda
MD17 | 857 | FLUOKIT M | PGDB |  | Marunda
KG258 |  | FLUOKIT M | PGDB |  | Marunda
KG258 |  | FLUOKIT M | PGDB |  | Marunda
KG204 |  | FLUOKIT M | PGDB |  | Marunda
BK16 |  | FLUOKIT M | B1 |  | Marunda
CK51 | 1484 | FLUOKIT M | B1 | 1992 | Marunda
KG258 |  | FLUOKIT M | B1 |  | Marunda
BK118 | 1302485 | ABB UNISWITCH | PB TRAFO | 2013 | Marunda
BK176 | 13.1337 | ABB UNISWITCH | PB TRAFO | 2013 | Marunda
BK254 | 502225057/3001-003 | ABB | PB TRAFO | 2018 | Marunda
PK240N |  | ABB | PB TRAFO |  | Marunda
KS70 | KS 70.1 | SCHNEIDER | PMT |  | Menteng
KS70 | KS 70.2 | SCHNEIDER | PGC |  | Menteng
KS70 | KS 70.3 | SCHNEIDER | PMT |  | Menteng
S103 | S 103 | SCHNEIDER | PGC |  | Menteng
S103 |  | FLUOKIT-M | PB |  | Menteng
S103 | S 103 | SCHNEIDER | PMT |  | Menteng
S103 | S 103 | FLUOKIT-M | PMT |  | Menteng
PPI | PPI | EGA | PMT |  | Menteng
PPI | PPI | EGA | PMT |  | Menteng
PPI | PPI | EGA | PB |  | Menteng
P3B | P3B | SCHNEIDER | LBS MOTORIZE | 2018 | Menteng
P3B | P3B | SCHNEIDER | LBS MOTORIZE | 2018 | Menteng
P3B | P3B | SCHNEIDER | PB |  | Menteng
P47 | P47 | SCHNEIDER | PGC |  | Menteng
P47 | P47 | SCHNEIDER | PMT |  | Menteng
P47 | P47 | SCHNEIDER | PMT |  | Menteng
P47 | P47 | SCHNEIDER | PGC |  | Menteng
D368 | - | SIMENS | PGC | 2017 | Menteng
P33 |  | ABB | PB |  | Menteng
P33 |  | ABB | PMT |  | Menteng
T339P | 122080403 | ABB | PMT |  | Menteng
P39 |  | KIT-25 | B1 |  | Menteng
P39 |  | KIT-25 | PMT |  | Menteng
P39 |  | KIT-25 | PB |  | Menteng
P39 |  | KIT-25 | PGDB |  | Menteng
P39 |  | KIT-25 | PT |  | Menteng
P39 |  | FLUOKIT-M | PMT |  | Menteng
P22N | 1513.18.213 | EGA | LBS |  | Menteng
P22N | 1570.18.213 | EGA | LBS |  | Menteng
P22N | 0289.18.234 | EGA | CBO |  | Menteng
KG206 |  | FLUOKIT M | B1 |  | Marunda
KG204 |  | FLUOKIT M | B1 |  | Marunda
PK98 |  | EGA | LBS |  | Marunda
CK99 | - | ORMAZABAL | LBS |  | Marunda
GH0124 | 1609.17.213 | EGA | LBS | 2017 | Marunda
CK102 | 14566 | FLUOKIT M | LBS | 2009 | Marunda
CK44A |  | MERLIN GERLIN SM6 | LBS |  | Marunda
CK44A |  | MERLIN GERLIN SM6 | LBS |  | Marunda
PGS10 |  | FLUOKIT M | LBS |  | Marunda
PK75 |  | KIT 25 | PB |  | Marunda
BK4 | - | SCHNEIDER SM6 | LBS |  | Marunda
BK4 |  | SCHNEIDER SM6 | LBS |  | Marunda
PK75 |  | EGA | LBS |  | Marunda
PK75 |  | EGA | LBS |  | Marunda
BK115 | 0357.16.212 | EGA | LBS | 2016 | Marunda
GH0094 |  | EGA | LBS |  | Marunda
CK3 |  | MG KUNING CEMPAKA | LBS |  | Marunda
PK13 |  | EGA | LBS |  | Marunda
KIOS906 |  | KIT 25 | LBS |  | Marunda
MP170 | 0 | FLUOKIT M | LBS |  | Bulungan
MP170 | 0 | FLUOKIT M | LBS |  | Bulungan
MP170 | MP 170 4682 | FLOUKIT M | PB |  | Bulungan
GH0238 |  | EGA | LBS |  | Marunda
BK82 | 7815214 | EGA | PB | 2015 | Marunda
JR169 | 123613 | EGA | LBS | 2013 | Pondok Gede
GL6P | CI 2012-W41-6-0004 | SCHNEIDER SM6 | PMT | 2012 | Menteng
GL6P | _PB_GL 6P | SCHNEIDER SM6 | PB | 2012 | Menteng
T367 | 29017/071/13/03/E6 | GAE | PGC | 2012 | Menteng
SP89 | - | FLUOKIT-M | PGC |  | Menteng
SP89 | - | FLUOKIT-M | PMT |  | Menteng
SP89 | - | FLUOKIT-M | PMT |  | Menteng
SP12BARU | - | EGA | PMT |  | Menteng
SP12BARU | - | EGA | PB |  | Menteng
SP12BARU | - | EGA | PMT |  | Menteng
BN27 | SM0701255 | MERIN GERLIN | PMT |  | Menteng
BN27 | SM0700103 | MERIN GERLIN | CBOM |  | Menteng
BN27 | SM0701254 | MERIN GERLIN | PMT |  | Menteng
SN8 | 26 | SCHNEIDER | PMT |  | Menteng
SN8 | 63 | SCHNEIDER | PMT |  | Menteng
SN8 | 0 | SCHNEIDER | PGC |  | Menteng
SN8 | 0 | SIEMENS | PGC |  | Menteng
BN13 | 0 | FLUOKIT-M | PMT |  | Menteng
BN13 |  | FLUOKIT-M | PMT |  | Menteng
D192 | - | MERLIN GERIN | PB |  | Menteng
D152 | TDK TERBACA | EGA | PMT |  | Menteng
D152 | TDK TERBACA | EGA | PMT |  | Menteng
D152 | TDK TERBACA | EGA | PB |  | Menteng
D40 | - | EGA | PB | 2016 | Menteng
D40 | - | EGA MOTORES | PMT | 2017 | Menteng
D40 | - | EGA MOTORES | PMT | 2017 | Menteng
KL70 | 0 | ABB | PB |  | Bulungan
KL70 | 0 | ABB | LBS MOTORIZE |  | Bulungan
KL74 | 0 | SCHNEIDER | PMT |  | Bulungan
KL74 | 0 | SCHNEIDER | PMT |  | Bulungan
KL79 | 0 | MERLIN GERIN | PB |  | Bulungan
KL79 | 0 | MERLIN GERIN | PMT |  | Bulungan
KL79 | 0 | MERLIN GERIN | PMT |  | Bulungan
KL79 | 0 | MERLIN GERIN | PGC |  | Bulungan
KL79 | 0 | MERLIN GERIN | PB |  | Bulungan
KL82 | 0 | ABB | PB |  | Bulungan
KL82 | 1220.21.213 | EGA | PMT | 2021 | Bulungan
KL82 | 1218.21.213 | EGA | PMT | 2021 | Bulungan
KL89 | 6697 | FLOUKIT.M | LBS |  | Bulungan
KL89 | 1121 | FLOUKIT.M | PB |  | Bulungan
TD59 | 0 | EGA | LBS MOTORIZE |  | Bulungan
TD5C | 9405491 | FLOUKIT M | PMT |  | Bulungan
TD5C | 0 | EGA | PMT |  | Bulungan
TD5C | 8650194 | MERLIN GERLIN | PB |  | Bulungan
TD5N | 0 | SCHNEIDER | PB |  | Bulungan
TD5N | 0 | SCHNEIDER | LBS |  | Bulungan
TD5N | 0 | SCHNEIDER | CBO MOTORIZE |  | Bulungan
TD5N | 0 | SCHNEIDER | PB2 |  | Bulungan
TD5P | 0 | EGA | PB |  | Bulungan
TD5P | 0 | EGA | LBS |  | Bulungan
TD5P | 0 | EGA | PB |  | Bulungan
TD5P | 0 | EGA | LBS |  | Bulungan
TD66 | 0 | ABB | LBS MOTORIZE |  | Bulungan
TD66 | 0 | EGA | LBS MOTORIZE |  | Bulungan
TD66 | 0 | ABB | LBS MOTORIZE |  | Bulungan
MP105 | 0 | MERLIN GERIN | PGC |  | Bulungan
MP216 | 2015-0329-15-212 | EGA | LBS MOTORIZE | 2015 | Bulungan
TD245 | 0 | GAE | PGC |  | Bulungan
TD6P | 0 | GAE | PMT |  | Bulungan
TD6P | 41040 | GAE | PB1 |  | Bulungan
TD6P | 0 | GAE | PMT |  | Bulungan
TD71 | 0 | KIT 25 | PB |  | Bulungan
TD71 | 0 | KIT 25 | PB |  | Bulungan
TD71 | 0 | FLOUMATIC | PMT |  | Bulungan
TD71 | 0 | FLOUMATIC | PMT |  | Bulungan
SN120 | 0 | EGA | PB |  | Bulungan
KB591 | EGA/2015/0445.15.213 | EGA | LBS | 2015 | Bulungan
MP213 | C1 2014 W42.3.0029 | SCHNEIDER | PGC |  | Bulungan
TD408 | 0 | EGA | LBS |  | Bulungan
TD408 | 0 | EGA | LBS |  | Bulungan
KB252 | KB 252 - PB 1 | SCHNEIDER | PB |  | Kebon Jeruk
PG155 | PG 155 | SM6 | PB |  | Cempaka Putih
PG102 | PG 102 | KIT M24 | LBS |  | Cempaka Putih
PG102 | PG 102 | EGA | LBS | 2018 | Cempaka Putih
PG133A | PG 133A | SM 6 | PMT |  | Cempaka Putih
PG154 | PG 154 | GAE | PMT |  | Cempaka Putih
PG154 | PG 154 | SM6 | PGC |  | Cempaka Putih
PG133A | PG 133A | EGA | PGC |  | Cempaka Putih
PG102 | PG 102 | ULUSOY | CBOM | 2019 | Cempaka Putih
PG152 | PG 152 | EGA | LBS | 2018 | Cempaka Putih
KB292 | KB 292 - LBS 1 | EGA | LBS |  | Kebon Jeruk
PG233 | PG 233 | SCHNEIDER | LBS | 2018 | Cempaka Putih
RM7B | RM 7B | SM 6 | PMT/CBOG |  | Cempaka Putih
PG234 | PG 234 | SCHNEIDER | CBOM | 2012 | Cempaka Putih
RM5A | RM 5A | FLUOMATIC | PMT |  | Cempaka Putih
RM5 | RM 5 | SM 6 | PMT/CBOG |  | Cempaka Putih
PG235 | PG 235 | ABB | LBS |  | Cempaka Putih
RM4D | RM 4D | RM6 | PMT |  | Cempaka Putih
TD254 | 0 | SIEMENS | PMT |  | Bulungan
TD254 | SM9606154 | SIEMENS | PMT |  | Bulungan
TD254 | S9502328 | SIEMENS | PMT |  | Bulungan
TD254 | SM960188 | GAE | PMT |  | Bulungan
TD254 | 0 | EGA | LBS MOTORIZE |  | Bulungan
SN136 | 0 | SCHNEIDER | PGC |  | Bulungan
TD255 | 0 | MERLIN GERLIN | PT |  | Bulungan
TD255 | 9240006 | MERLIN GERLIN | PMT |  | Bulungan
TD255 | 9235273 | MERLIN GERLIN | PMT |  | Bulungan
TD255 | 0 | MERLIN GERLIN | PGC |  | Bulungan
TD256 | 0 | SIEMENS | CBOM |  | Bulungan
KB578 | 0098.14.214 | EGA | PB |  | Bulungan
TD256 | 0 | SIEMENS | LBS |  | Bulungan
TD256 | 0 | SIEMENS | LBS |  | Bulungan
E191 | E191-T73005065340018 | SIEMENS | PB TRAFO | 2017 | Kramat Jati
E4N | E4N-1 | SCHEINDER | LBS | 2011 | Kramat Jati
E4N | E4N-2 | SCHNEIDER | CBOG | 2017 | Kramat Jati
E83 | E83-1611465 | EGA | PB TRAFO | 2017 | Kramat Jati
GH0112 | - | SCHNEIDER | LBS |  | Ciracas
PD70 | PD70-3 | MERLIN GERIN -SM6 | PB TRAFO | 2007 | Kramat Jati
MG62 | 486 | Ulusoy | CBOM |  | Menteng
D19N | D 19N | SCHNEIDER | PB |  | Menteng
D19N | D 19N | SCHNEIDER | PMT |  | Menteng
D19N | D 19N | SCHNEIDER | PMT |  | Menteng
D231 | 0 | EGA | PB |  | Menteng
D231 | CI-2020-W20-2-0035 | SCHNEIDER | LBS Mot | 2020 | Menteng
D231 | CI-2019-W11-1-0024 | SCHNEIDER | PGC | 2019 | Menteng
D270 |  | MG | PMT |  | Menteng
D270 |  | MG | B1 |  | Menteng
D270 |  | MG | PGDB |  | Menteng
D270 |  | MG | PMT |  | Menteng
D270 |  | MG | PT |  | Menteng
D276 | D276 | EGA | CBO-MP | 2018 | Menteng
D276 | D276 | EGA | PMT |  | Menteng
D276 | D276 | EGA | PB |  | Menteng
D127B | D127 | SCHNEIDER SM6 | PGC |  | Menteng
D127B | D127 | Schneider SM6 | LBS MOT | 2016 | Menteng
D127B | - | SCHNEIDER RM6 | PB |  | Menteng
D127B | D127 | SCHNEIDER RM6 | PB |  | Menteng
D144N | - | SCHNEIDER | PB | 2019 | Menteng
D144 | D144 | SCHNEIDER | CBO |  | Menteng
D144 | D144 | SCHNEIDER | LBS MOTORIZE | 2019 | Menteng
D316P | D347 | EGA | PMT |  | Menteng
D316P | D364 | EGA | PMT |  | Menteng
D316P | PB | EGA | PB |  | Menteng
D313 |  | ABB | PMT |  | Menteng
D313 |  | ABB | PMT |  | Menteng
D313 | PGC | ABB | PGC |  | Menteng
T65N | - | ORMAZABAL | PB | 2019 | Menteng
D13 | 0364.19.212 | EGA | PB |  | Menteng
D13 | 0344.19.213 | EGA | PMT |  | Menteng
D13N |  | FLUOKIT.M | PMT |  | Menteng
D13N |  | FLUOKIT.M | PB |  | Menteng
D13N |  | FLUOKIT.M | PB |  | Menteng
D13N |  | FLUOKIT.M | PMT |  | Menteng
D171 | D171 | DELLEE ALSTHOM | B1 |  | Menteng
D171 | D171 | DELLEE ALSTHOM | PGDB |  | Menteng
D171 | D171 | FLOUMATIC | PMT |  | Menteng
D171 | D171 | FLOUMATIC | PMT |  | Menteng
D171 | D171 | DELLEE ALSTHOM | PT |  | Menteng
D185 | D 185 | GAE | PGC |  | Menteng
D185 | D 185 | EGA | PMT |  | Menteng
SP218 | - | FLUOKIT-M | PT |  | Menteng
SP218 | - | FLUOKIT-M | LBS MANUAL |  | Menteng
T325 | 0 | F&G | PMT |  | Menteng
T325 | 0 | F&G | PMT |  | Menteng
T325 | 0 | F&G | PT |  | Menteng
T334 | - | MG SM6 SCHNEIDER | LBS MOTORIZE | 2014 | Menteng
T334 | - | MG SM6 SCHNEIDER | LBS MOTORIZE | 2014 | Menteng
T334 |  | MG SM6 SCHNEIDER | PGC |  | Menteng
T278 |  | FLUOKIT.M | PMT |  | Menteng
T278 |  | FLUOKIT.M | PMT |  | Menteng
T278 |  | FLUOKIT.M | PGDB |  | Menteng
T187 |  | FLUOKIT-M | B1 |  | Menteng
T187 |  | FLUOKIT-M | PMT |  | Menteng
T187 |  | FLUOKIT-M | PT |  | Menteng
T187 |  | FLUOKIT-M | PGDB |  | Menteng
T187 |  | FLUOKIT-M | PMT |  | Menteng
MG66 |  | KIT-27.2 | PMT |  | Menteng
MG66 |  | KIT-27.2 | PT |  | Menteng
MG66 |  | KIT-27.2 | PMT |  | Menteng
MG66 |  | KIT 27.2 | B2 |  | Menteng
MG66 |  | KIT-27.2 | B1 |  | Menteng
MG66 |  | KIT-27.2 | PGDB |  | Menteng
T190 | 0 | KIT 27,2 | PMT |  | Menteng
T190 |  | ABB | B1 |  | Menteng
T190 |  | ABB | PMT |  | Menteng
T190 |  | ABB | PGDB |  | Menteng
T190 |  | ABB | PT |  | Menteng
T64N |  | KIT-25 | PMT |  | Menteng
T64N |  | KIT-25 | PMT |  | Menteng
T64N | 118040103 | FLUOKIT-M-M24 | PB2 |  | Menteng
T64N |  | KIT-25 | PB1 |  | Menteng
T7 | 0 | EGA | PMT |  | Menteng
T7 | 0 | EGA | PMT |  | Menteng
T7 | 0 | EGA | PB |  | Menteng
KN6B |  | FLUOKIT.M | PMT |  | Menteng
KN6B |  | FLUOKIT.M | PGDB |  | Menteng
KN6B |  | FLUOKIT.M | PMT |  | Menteng
KN120 | 0 | EGA | PB |  | Menteng
T249 | 0 | MERLIN GERIN | PGDB |  | Menteng
BN11 | 0 | MERLIN GERIN | PT |  | Menteng
T249 | 0 | MERLIN GERIN | B1 |  | Menteng
TG351 | CI-2019/W49-20015 | SCHINEIDER | LBS | 2019 | Cengkareng
TG351 | SM01001-42 | MG | PB |  | Cengkareng
TG352 | CI-2018-W36-1-0052 | SCHINEIDER | LBS | 2018 | Cengkareng
TG352 | CI-2012-W21-2-0006 | SCHINEIDER | LBS | 2012 | Cengkareng
TG352 | - | FLUOKIT M | PB2 |  | Cengkareng
TG36 | 2020CSF63029 | ORMAZABAL | LBS | 2020 | Cengkareng
TG36 | 2020CSF63028 | ORMAZABAL | LBS | 2020 | Cengkareng
TG36 | 2021CSF001 | ORMAZABAL | PB | 2021 | Cengkareng
TG367 | 2019CSF63373 | ORMAZABAL | LBS | 2019 | Cengkareng
RM3B | RM 3B | EGA | LBS | 2017 | Cempaka Putih
RM3 | RM 3 | FLUOKIT M24+ | PB | 2007 | Cempaka Putih
RM2N | RM 2N | EGA | PMT |  | Cempaka Putih
RM1A | RM 1A | KIT 25 | PMT |  | Cempaka Putih
RM1A | RM 1A | KIT 25 | PB |  | Cempaka Putih
PG407 | PG 407 | GAE | PMT |  | Cempaka Putih
BN28 |  | MG | PMT |  | Menteng
BN28 |  | MG | PMT |  | Menteng
BN28 |  | MG | PGC |  | Menteng
BN9 | 0 | SCHNEIDER | PMT |  | Menteng
BN9 | - | SCHNEIDER | PMT |  | Menteng
BN9 | - | MERLIN GERIN | PGC |  | Menteng
BN30 | 30117.213 | EGA | LBS MOTORIZE | 2017 | Menteng
BN30 | 265917.213 | EGA | LBS MOTORIZE | 2017 | Menteng
BN30 | 290117.213 | EGA | LBS MOTORIZE | 2017 | Menteng
D249 |  | FLUOKIT-M | PMT |  | Menteng
D249 |  | FLUOKIT-M | PMT |  | Menteng
D249 |  | FLUOKIT-M | PB |  | Menteng
TT38 | CI-2016-W08-4-0006 | SCHENIDER | CBO-JAR | 2016 | Menteng
TT38 | CI-2016-W50-1-0040 | SCHNEIDER | LBS MOT | 2016 | Menteng
TT38 | 0 | SCHNEIDER | CBOM |  | Menteng
TT33 | - | EGA | PMT |  | Menteng
TT33 |  | FLUOKIT-M | PMT |  | Menteng
TT33 |  | MG SM6 | PGC |  | Menteng
TT32 | CI-2019-W28-5-0013 | SCHNEIDER | LBS MOT | 2019 | Menteng
TT32 | CI-2019-W19-4-0016 | SCHENIDER | LBS MOT | 2019 | Menteng
TT32 | CI-2018-W36-6-0004-F1 | SCHENIDER | ACO CBO | 2018 | Menteng
D24BARU | D24BARU | SCHNEIDER SM6 | PMT |  | Menteng
D24BARU | D24BARU | SCHNEIDER SM6 | PMT |  | Menteng
D24BARU | D24BARU | SCHNEIDER SM6 | PMT |  | Menteng
D24BARU | D24BARU | SCHNEIDER SM6 | PB |  | Menteng
D24BARU | D24BARU | SCHNEIDER SM6 | PMT |  | Menteng
D24BARU | D24BARU | SCHNEIDER SM6 | PMT |  | Menteng
D24BARU | D24BARU | SCHNEIDER SM6 | PB1 |  | Menteng
KS23 | KS23 | SCHNEIDER | CBO |  | Menteng
KS23 | KS23 | SCHNEIDER | LBS MOTORIZE | 2019 | Menteng
KS23 | KS23 | SCHNEIDER | LBS MOTORIZE | 2019 | Menteng
KS23 | KS23 | SCHNEIDER | LBS MOTORIZE | 2019 | Menteng
KN231 | 0 | SCHNEIDER | CBOM |  | Menteng
D179 | 0129-21-213 | EGA | LBS | 2021 | Menteng
D179 | 0046-21-213 | EGA | LBS | 2021 | Menteng
D179 | 0009-21-234 | EGA | CBOM | 2021 | Menteng
K68N |  | FLUOKIT-M | PGDB |  | Menteng
KN34 |  | MG SM6 | PGDB |  | Menteng
KN34 |  | MG SM6 | PMT |  | Menteng
KN34 |  | MG SM6 | PT |  | Menteng
KN34 |  | MG SM6 | PMT |  | Menteng
SN25 | 0 | FLOUKIT-M | PMT |  | Menteng
SN25 | 0 | FLUOMATIC | PB2 |  | Menteng
SN25 | 0 | FLUOMATIC | PB3 |  | Menteng
SN25 | 0 | DELLE ALSTHOM | PT |  | Menteng
SN25 | 0 | DELLE ALSTHOM | PGDB |  | Menteng
SN25 | - | KIT-25 | PMT |  | Menteng
SN25 |  | FLUOMATIC | PMT |  | Menteng
SN25 |  | FLUOMATIC | PB1 |  | Menteng
KN121 | 0 | ABB | PMT |  | Menteng
KN121 | 0 | SCHNEIDER | PGC |  | Menteng
BN35 | 0 | EGA | PMT |  | Menteng
KN234 | 0 | SCHNEIDER | PGC |  | Menteng
KN238 | 0 | EGA | PMT |  | Menteng
T422 | 49416213 | EGA | PMT |  | Menteng
T422 | 49416213 | EGA | PMT |  | Menteng
KN238 | 0 | EGA | PMT |  | Menteng
T398 | W16-1-04 | SCHNEIDER | CBOM | 2015 | Menteng
KB41 | 0 | EGA | PB |  | Menteng
KN219 | 0 | SCHNEIDER | LBS | 2015 | Menteng
KS47 | 0197-17 | EGA | CBOM | 2017 | Menteng
KS47 | W30-2-0039 | Schneider | LBS | 2019 | Menteng
P96 | - | SCHNEIDER | - |  | Menteng
KS38 | - | - | - |  | Menteng
CL1 |  | EGA | LBS |  | Marunda
GH0094 |  | EGA | LBS |  | Marunda
GH0094 |  | EGA | LBS |  | Marunda
MD61 |  | FLUKIT M | LBS |  | Marunda
CK50 |  | GAE FLUORC | LBS |  | Marunda
CK50 |  | GAE FLUORC | LBS |  | Marunda
BK206 |  | EGA | LBS |  | Marunda
GH0094 |  | EGA | LBS |  | Marunda
BK24A | IEC62271-200 | SCHNEIDER SM6 | LBS | 2014 | Marunda
CK13 | - | MERLIN GERLIN SM6 | LBS |  | Marunda
CK13 |  | SCHNEIDER SM6 | CBOM |  | Marunda
CK44E | 2019CSF63450 | ORMAZABAL | LBS | 2019 | Marunda
CK44E | 2021CSF63047 | ORMAZABAL | LBS | 2021 | Marunda
PK231 |  | MG SCHNEIDER | LBS |  | Marunda
CL12 |  | SCHNEIDER SM6 | LBS |  | Marunda
CK197 | CI-2012-W40-5-0013 | SCHNEIDER SM6 | LBS | 2012 | Marunda
CK197 | CI-2012-W40-1-0019 | SCHNEIDER SM6 | LBS | 2012 | Marunda
CK169 |  | MG SCHNEIDER | LBS |  | Marunda
CK169 |  | MG SCHNEIDER | LBS |  | Marunda
CK110 |  | MG SCHNEIDER | CBOM |  | Marunda
GH0301 |  | SCHNEIDER SM6 | LBS |  | Marunda
GH0301 |  | SCHNEIDER SM6 | LBS |  | Marunda
CK192 | 25386/083/11/01/E6 | GAE GLS | LBS | 2011 | Marunda
PK156 |  | MG SCHNEIDER | LBS |  | Marunda
PK156 |  | MG SCHNEIDER | LBS |  | Marunda
PK57 |  | MG SCHNEIDER | LBS |  | Marunda
CK253 |  | MG SCHNEIDER | LBS |  | Marunda
KG371 |  | MG SCHNEIDER | LBS |  | Marunda
KG371 |  | MG SCHNEIDER | LBS |  | Marunda
GH0301 |  | SCHNEIDER SM6 | LBS |  | Marunda
PK95 |  | MG SCHNEIDER | LBS |  | Marunda
PK261 |  | ABB SAFEPLUS | LBS |  | Marunda
PK261 |  | ABB SAFEPLUS | LBS |  | Marunda
KG278 |  | MG SCHNEIDER | LBS |  | Marunda
KG278 |  | MG SCHNEIDER | LBS |  | Marunda
PK235 |  | ORMAZABAL | LBS |  | Marunda
PK235 |  | ORMAZABAL | LBS |  | Marunda
BK184 |  | SCHNEIDER SM6 | LBS |  | Marunda
K21 | K 21 | SCHNEIDER SM6 | PB |  | Cempaka Putih
K21 | K 21 | SCHNEIDER SM6 | PMT |  | Cempaka Putih
PG119 | PG 119 | EGA | LBS |  | Cempaka Putih
PG119 | PG 119 | EGA | LBS |  | Cempaka Putih
K33B | K 33B | ULUSOY | PMT |  | Cempaka Putih
PG119 | PG 119 | EGA | PB |  | Cempaka Putih
K33B | K 33B | ULUSOY | PMT |  | Cempaka Putih
PG119 | PG 119 | SM 6 | PGC |  | Cempaka Putih
K33D | K 33D | EGA | PMT |  | Cempaka Putih
K33D | K 33D | EGA | PB |  | Cempaka Putih
K33E | K 33E | GAE | PMT |  | Cempaka Putih
KG258 |  | FLUOKIT M | B1 |  | Marunda
KG184 |  | FLUOKIT M | B1 |  | Marunda
KG254 |  | FLUOKIT M | B1 |  | Marunda
KG287 |  | FLUOKIT M | B1 |  | Marunda
SC1P | SC 1P - 27211 | EGA | PMT |  | Cempaka Putih
BK210 | 46 | SCHENEIDER SM6 | PB TRAFO | 2016 | Marunda
TG367 | 2019CSF60027 | ORMAZABAL | CBO | 2019 | Cengkareng
TG367 | 2019CSF62044 | ORMAZABAL | PT | 2019 | Cengkareng
TG370 | 14407213 | EGA | LBS | 2017 | Cengkareng
TG370 | CI-2018-W39-6-0024 | SCHNEIDER | LBS | 2018 | Cengkareng
TG370 | CI-2019-W10-5-0049 | SCHINEIDER | CBOG | 2019 | Cengkareng
TG388 | - | Kit 27.2 | LBS |  | Cengkareng
TG388 | - | Kit 27.2 | LBS |  | Cengkareng
TG388 | - | Kit 27,2 | PB |  | Cengkareng
TG388 | - | EGA | PB |  | Cengkareng
TG399 | - | MG SM6 | LBS |  | Cengkareng
TG399 | - | MG SM6 | LBS |  | Cengkareng
PG152 | PG 152 | EGA | LBS | 2019 | Cempaka Putih
PG418 | PG 418 | EGA | PMT |  | Cempaka Putih
PG418 | PG 418 | GAE | PGC |  | Cempaka Putih
PS173 | PS 173 | SCHNEIDER SM6 | PMT |  | Cempaka Putih
PS173 | PS 173 | SCHNEIDER SM6 | PMT |  | Cempaka Putih
PS175P | PS 175P | ABB SAFEPLUS | PMT |  | Cempaka Putih
PS175P | PS 175P | ABB | PB |  | Cempaka Putih
PG410 | PG 410 | SM 6 | PMT |  | Cempaka Putih
PG410 | PG 410 | SM 6 | PMT |  | Cempaka Putih
PG410 | PG 410 | SM 6 | PGC |  | Cempaka Putih
PS178 | PS 178 | SCHNEIDER SM6 | PMT |  | Cempaka Putih
PS178 | PS 178 | SCHNEIDER SM6 | PGC |  | Cempaka Putih
PG412 | PG 412 | SM 6 | PMT |  | Cempaka Putih
PG412 | PG 412 | SM 6 | PGC |  | Cempaka Putih
PS179 | PS 179 | EGA | PMT |  | Cempaka Putih
PS179 | PS 179 | SCHNEIDER SM6 | PGC |  | Cempaka Putih
PS180P | PS 180P | ABB SAFEPLUS | PMT |  | Cempaka Putih
PS180P | PS 180P | ABB SAFEPLUS | PB |  | Cempaka Putih
PS181P | PS 181P | GAE | PMT |  | Cempaka Putih
PS181P | PS 181P | GAE | PB |  | Cempaka Putih
PG414 | PG 414 | GAE | PMT |  | Cempaka Putih
PG414 | PG 414 | SM 6 | PMT |  | Cempaka Putih
PG414 | PG 414 | GAE | PGC |  | Cempaka Putih
PS50 | PS 50 | SCHNEIDER SM6 | PMT |  | Cempaka Putih
PS50 | PS 50 | SCHNEIDER SM6 | PB 1 |  | Cempaka Putih
PS51 | PS 51 | KIT 25 | PMT |  | Cempaka Putih
PS51 | PS 51 | KIT 27,2 | PT |  | Cempaka Putih
PS51 | PS 51 | FLUOKIT M | PGDB |  | Cempaka Putih
PS51 | PS 51 | KIT 25 | PB |  | Cempaka Putih
PS74 | PS 74 | MG SM6 | PMT |  | Cempaka Putih
TP100 | TP 100 | SCHNEIDER SM6 | PGC 2 |  | Cempaka Putih
PS74 | PS 74 | MG SM6 | PT |  | Cempaka Putih
TP100 | TP 100 | EGA | PMT |  | Cempaka Putih
K253P | K 253P | GAE | PMT |  | Cempaka Putih
K253P | K 253P | GAE | PMT |  | Cempaka Putih
K253P | K 253P | GAE | PB |  | Cempaka Putih
TP101P | TP 101P | GAE | PMT |  | Cempaka Putih
TP101P | TP 101P | GAE | PB |  | Cempaka Putih
K268 | K 268 | MG SM6 | PMT |  | Cempaka Putih
K268 | K 268 | SCHNEIDER SM6 | PMT |  | Cempaka Putih
RM52 | RM 52 | GAE | PB |  | Cempaka Putih
RM57 | RM 57 | KIT M | PB |  | Cempaka Putih
GH0148 |  | GAE | CBOM |  | Marunda
JR169 | 129513 | EGA | LBS | 2013 | Pondok Gede
JR169 | 93313 | EGA | PB | 2013 | Pondok Gede
KB378 | 0 | MERLIN GERIN | PT |  | Menteng
KB378 | 0 | MERLIN GERIN | PGDB |  | Menteng
KB378 | 0 | MERLIN GERIN | PB |  | Menteng
KB379 | 272.17 | EGA | PB |  | Menteng
KB379 | 219313 | EGA | PMT |  | Menteng
KS38 | - | - | - |  | Menteng
T293 |  | ABB | PMT |  | Menteng
T293 | T 293.1 | ABB | PMT |  | Menteng
T293 |  | ABB | PDGB |  | Menteng
T293 | T 293.2 | ABB | B1 |  | Menteng
D50 | SM9606265 | MG SM-6 | PMT |  | Menteng
D50 | S9503367 | MERLIN GERIN SM - 6 | PB1 |  | Menteng
D50 | SM9605993 | MERLIN GERIN SM 6 | PB2 |  | Menteng
D50 | 9575781 | FLOUKIT M - C10 | PMT |  | Menteng
P16N | P16 | SCHNEIDER SM6 | PB3 |  | Menteng
P16N | P16 | SCHNEIDER SM6 | PGC |  | Menteng
P16N | P16 | SCHNEIDER SM6 | PGC |  | Menteng
P16N | P16 | SCHNEIDER SM6 | PGC |  | Menteng
P16N | P16 | SCHNEIDER SM6 | PGC |  | Menteng
P16N | P16 | SCHNEIDER SM6 | PB1 |  | Menteng
P16N | P16 | SCHNEIDER SM6 | PB2 |  | Menteng
P12N |  | MG SM6 | PB3 |  | Menteng
P12N |  | MG SM6 | PB1 |  | Menteng
P12N |  | MG SM6 | PB2 |  | Menteng
P12N |  | MG SM6 | PGDB |  | Menteng
P12N |  | MG SM6 | PT |  | Menteng
P12N |  | MG SM6 | PMT |  | Menteng
P12N |  | MG SM6 | PMT |  | Menteng
P14N | 7896682EN | SM6 | PB1 |  | Menteng
P14N | 7896923EN | SM6 | PMT |  | Menteng
P14N | 7896923EN | SM6 | PMT |  | Menteng
P14N | 7896682EN | SM6 | PB2 |  | Menteng
P14N | 7896684EN | SM6 | PGC |  | Menteng
D145 |  | KIT 25 | PMT |  | Menteng
D145 |  | KIT 25 | PB |  | Menteng
D145 |  | KIT 25 | PMT |  | Menteng
D141A | D 141A | FLUOKIT M | PMT | 1997 | Menteng
D141A | D 141A | FLUOKIT-M | PMT | 2005 | Menteng
KS54 |  | MG SM6 | PT |  | Menteng
KS54 |  | MG SM6 | PMT |  | Menteng
KS54 |  | MG SM6 | PMT |  | Menteng
KS54 |  | MG SM6 | PGDB |  | Menteng
KS54 |  | MG SM6 | B1 |  | Menteng
E357 | E357-1 | SCHNEIDER | LBS | 2017 | Kramat Jati
E357 | E357-2 | SCHNEIDER | LBS (MOTORIZE) | 2017 | Kramat Jati
E357 | E357-3 | SCHNEIDER | PB TRAFO | 2017 | Kramat Jati
E362 | E362-1 | SCHNEIDER | LBS | 2011 | Kramat Jati
E367 | E367-1 | ABB | LBS | 2011 | Kramat Jati
E367 | E367-3 | ABB | PB TRAFO | 2011 | Kramat Jati
T368P | 2118.13.BL | EGA / PBL | PMT | 2013 | Menteng
T368P | 213.13.BL | EGA / PBL | PMT | 2013 | Menteng
PD86 | PD86-1 | ABB | LBS | 2013 | Kramat Jati
PD86 | PD86-2 | ABB | LBS (MOTORIZE) | 2013 | Kramat Jati
PM57C | PM57C-1 | EGA | LBS | 2016 | Kramat Jati
E316P | E316P-1 | MERLIN GERIN -SM6 | COMPACT | 2010 | Kramat Jati
TP87 | TP 87 | SIEMENS | PB 1 |  | Cempaka Putih
T367 | 28948/071/13/01/E6 | GAE | PMT | 2012 | Menteng
T367 | 29045/071/13/01/E6 | GAE | PMT | 2012 | Menteng
BK169 |  | GAE GLS | LBS | 2011 | Marunda
BK169 | 0068.16.213 | EGA | LBS | 2016 | Marunda
CL22 | 500704842/1001-1 | ABB SAFEPLUS | LBS |  | Marunda
CL22 | 500704842/1001-1 | ABB SAFEPLUS | LBS |  | Marunda
KS35 | 0 | MG VM6 | PGDB |  | Menteng
KS35 | 0 | MG VM6 | PMT |  | Menteng
KS35 | 0 | MG VM6 | PT |  | Menteng
D103 | D 103 | EGA | LBS Motorized | 2019 | Menteng
D103 | - | SCHNEIDER | CBO-MP | 2019 | Menteng
D170BARU | D170 | SCHNEIDER | PMT |  | Menteng
D170BARU | D170 | SCHNEIDER | PMT |  | Menteng
D170BARU | D170 | SCHNEIDER | PGC |  | Menteng
K142 | - | - | - |  | Menteng
D170BARU | D170 | SCHNEIDER | PB1 |  | Menteng
KP49 | 20012048170003 | ABB SAFEPLUS | PB TRAFO | 2001 | Marunda
CK73 |  | ABB BC5-SYSTEM | PB TRAFO |  | Marunda
K13 | K 13 | EGA | PMT |  | Cempaka Putih
K37E | K 37E | EGA | PB |  | Cempaka Putih
K37F | K 37F | EGA | PB |  | Cempaka Putih
K52 | K 52 | KIT M24 | PB |  | Cempaka Putih
K26 | K 26 | EGA | PMT |  | Cempaka Putih
K26A | K 26A | EGA | PMT |  | Cempaka Putih
K33 | K 33 | GAE | PB 1 |  | Cempaka Putih
K33A | K 33A | EGA | PMT |  | Cempaka Putih
K38A | K 38A | SCHNEIDER SM6 | PMT |  | Cempaka Putih
K38N | K 38N | EGA | PMT |  | Cempaka Putih
K46 | K 46 | EGA | PB 1 |  | Cempaka Putih
K47 | K 47 | MERLIN GERIN V 6 | PMT |  | Cempaka Putih
K47A | K 47A | EGA | PMT |  | Cempaka Putih
K51 | K 51 | EGA | PMT |  | Cempaka Putih
K51B | K 51B | EGA | PMT |  | Cempaka Putih
K54 | K 54 | GAE | PMT |  | Cempaka Putih
K54D | K 54D | SCHNEIDER SM6 | PB 1 |  | Cempaka Putih
K55B | K 55B | KIT 25 | PMT |  | Cempaka Putih
K62 | K 62 | GAE | PMT |  | Cempaka Putih
K64A | K 64A | KIT 25 | PMT |  | Cempaka Putih
K64B | K 64B | EGA | PMT |  | Cempaka Putih
K83 | K 83 | SCHNEIDER SM6 | PMT |  | Cempaka Putih
K85B | K 85B | FLUKIT M | PB 1 |  | Cempaka Putih
K85C | K 85C | KIT 25 | PB 1 |  | Cempaka Putih
K85E | K 85E | EGA | PMT |  | Cempaka Putih
K96N | K 96N | SCHNEIDER SM6 | PMT | 2011 | Cempaka Putih
K111 | K 111 | SCHNEIDER SM6 | PB |  | Cempaka Putih
K112 | K 112 | FLUKIT M | PGDB 2 |  | Cempaka Putih
K112 | K 112 | FLUMATIC | PMT |  | Cempaka Putih
CK116 | 500411660/8001-18 | ABB SAFEPLUS | LBS | 2011 | Marunda
KG391 |  | ABB SAFEPLUS | LBS |  | Marunda
KG408 |  | GAE GLS | LBS |  | Marunda
CK15A |  | ABB SAFEPLUS | LBS |  | Marunda
KG131 |  | ABB SAFEPLUS | LBS |  | Marunda
KG131 |  | ABB SAFEPLUS | LBS |  | Marunda
CK15A |  | ABB SAFEPLUS | LBS |  | Marunda
SP48 | - | EGA | PMT | 2017 | Menteng
SP48 | - | EGA | PB | 2017 | Menteng
D200 |  | ABB | PB |  | Menteng
D200 |  | KIT-27,2 | B1 |  | Menteng
D200 | - | FLUOKIT-M | PGDB |  | Menteng
D200 |  | ABB | PMT |  | Menteng
D200 |  | KIT-27,2 | PMT |  | Menteng
D200 |  | ABB | PT |  | Menteng
D209 | - | EGA | PMT |  | Menteng
D209 | - | EGA | PMT |  | Menteng
D209 | - | EGA | PB |  | Menteng
D209 | - | EGA | PGC |  | Menteng
SP177 | CSF.3105 | ORMAZABAL | PMT | 2018 | Menteng
SP177 | CSF.63106 | ORMAZABAL | PMT | 2018 | Menteng
SP177 | CSF.61087 | ORMAZABAL | PB | 2017 | Menteng
BN14 | 0 | SCHNEIDER | PMT |  | Menteng
BN14 | 0 | SCHNEIDER | PMT |  | Menteng
BN14 | 0 | EGA | PGC |  | Menteng
GH0094 |  | EGA | LBS |  | Marunda
PK52A |  | EGA | LBS |  | Marunda
KG137 |  | LBS SCNEIDER | LBS |  | Marunda
KG276 | - | LBS SCHNEIDER | LBS |  | Marunda
CK15N | - | EGA | LBS |  | Marunda
KB379 | 88.15 | EGA | PMT |  | Menteng
KB379 | 69.21 | EGA | PB |  | Menteng
T175 | T 175 | SCHNEIDER | PMT |  | Menteng
T175 | KOPEL | SCHNEIDER | CBOG |  | Menteng
T175 | T 175 | SCHNEIDER | CBOG |  | Menteng
T144 | 0 | KIT-25 | PB |  | Menteng
D138N | D138N | MG SM6 | PGC |  | Menteng
D138N |  | KIT-25 | PB |  | Menteng
D138N |  | KIT-25 | PGDB |  | Menteng
D138N |  | KIT-25 | B2 |  | Menteng
E12X | E12X-1 | EGA | LBS (MOTORIZE) | 2018 | Kramat Jati
E12X | E12X-2 | ABB | LBS | 2013 | Kramat Jati
E12X | E12X-3 | ABB | PB TRAFO | 2013 | Kramat Jati
E300P | E300P-2 | ABB | LBS | 2004 | Kramat Jati
E12Z | E12Z-1 | SCHNEIDER | LBS | 2017 | Kramat Jati
E12Z | E12Z-2 | SCHNEIDER | LBS | 2017 | Kramat Jati
E12Z | E12Z-028418214 | EGA | PB TRAFO | 2018 | Kramat Jati
E12Z | E12Z-4 | EGA | PB TRAFO | 2017 | Kramat Jati
E45 | E355-173913BL | EGA | LBS (MOTORIZE) | 2013 | Kramat Jati
E45 | E355-140013BL | EGA | PB TRAFO | 2013 | Kramat Jati
E351 | E351-3 | ORMAZABAL | PB TRAFO | 2016 | Kramat Jati
E352 | E352-3 | EGA | PB TRAFO | 2012 | Kramat Jati
KDR93 | SM0602070 | SCHNEIDER | PGC | 2013 | Cengkareng
PG424P | PG 424P | EGA | PMT |  | Cempaka Putih
E42 | E42-1 | EGA | LBS | 2012 | Kramat Jati
E42 | E42-0611407 | EGA | PB TRAFO | 2016 | Kramat Jati
KDR127 | C1-2013-W15-4-0004 | SCHNEIDER | PGC | 2013 | Cengkareng
E83 | E83-1610414 | EGA | LBS (MOTORIZE) | 2017 | Kramat Jati
E43A | E43A-1 | EGA | LBS | 2016 | Kramat Jati
E43A | E43A-2 | EGA | LBS (MOTORIZE) | 2016 | Kramat Jati
E43A | E43A-3 | EGA | PB TRAFO | 2016 | Kramat Jati
CB87P | 500411660/6021-24 | ABB SAFEPLUS | LBS | 2011 | Ciracas
CB150 | 1299-21 | ULUSOY | PB | 2021 | Ciracas
GD23 | 27312/075/12/02/E6 | GAE | PB | 2012 | Ciracas
GD23 | 2674.17.213 | EGA | LBS | 2017 | Ciracas
GD354P | 12.1522 | ABB UNISWITCH | LBS | 2012 | Ciracas
GH0112 | C1-2013-W16-1-0028 | SCHNEIDER SM6 | LBS |  | Ciracas
E3 | E3-T73505065334054 | SIEMENS | PB | 2017 | Kramat Jati
E3 | E3-T735050650137 | SIEMENS | LBS | 2017 | Kramat Jati
RM12N | RM 12N | SM 6 | PMT |  | Cempaka Putih
RM11 | RM 11 | EGA | PMT |  | Cempaka Putih
RM9 | RM 9 | KIT 27,2 | PMT |  | Cempaka Putih
RM8 | RM 8 | EGA | CBOG | 2017 | Cempaka Putih
BN13 |  | FLUOKIT-M | PB |  | Menteng
BN18 |  | GAE | PMT |  | Menteng
BN18 |  | GAE | PMT |  | Menteng
BN18 |  | GAE | PGC |  | Menteng
BN21 |  | CONTACT PLASMA | PGC |  | Menteng
BN21 |  | GAE | PMT |  | Menteng
BN21 | 0 | ABB | PMT |  | Menteng
BN8 |  | MERLIN GERIN | PMT |  | Menteng
BN8 |  | MERLIN GERIN | PMT |  | Menteng
BN8 |  | MERLIN GERIN | PGDB |  | Menteng
BN8 |  | MERLIN GERIN | B1 |  | Menteng
BN8 |  | MERLIN GERIN | PT |  | Menteng
D137 | D137 | SCHNEIDER | PMT |  | Menteng
D137 | - | FLUOKIT M | PMT |  | Menteng
D137 | - | FLUOKIT M | PT |  | Menteng
D137 | - | FLUOKIT M | PB |  | Menteng
D137 | - | MERLIN GERIN | PGDB |  | Menteng
D137 | D137 | MERLIN GERIN | B1 |  | Menteng
D157 | D157 | SCHNEIDER | PMT |  | Menteng
D157 | D157 | SCHNEIDER | PMT |  | Menteng
D157 | D157 | SCHNEIDER | PMT |  | Menteng
D157 | D157 | SCHNEIDER | PGC |  | Menteng
D157 | D157 | SCHNEIDER | PMT |  | Menteng
D157 | D157 | SCHNEIDER | PMT |  | Menteng
D24B | D 24B | EGA | PB |  | Menteng
D24B | D 24B | EGA | PMT |  | Menteng
D24B | D 24B | EGA | PMT |  | Menteng
KN82 | 0 | SCHNEIDER | PGC |  | Menteng
MG46N | D24B | SCHNEIDER | PMT |  | Menteng
MG46N | D24B | SCHNEIDER | PMT |  | Menteng
D126 | D126 | EGA | PB |  | Menteng
T164 | W18-0-0084 | SCHNEIDER | LBS MOTORIZE | 2019 | Menteng
T164 | W36-4-0025 | SCHNEIDER | LBS MOTORIZE | 2019 | Menteng
T18 | CI-2019-W36-2-0009 | SCHNEIDER | PB1 | 2019 | Menteng
T157 | 733 | ULUSOY | LBS |  | Menteng
T157 | 1304 | ULUSOY | LBS |  | Menteng
T157 | 222 | ULUSOY | PB |  | Menteng
P59 | P 59.1 | KIT 27,2 | B1 |  | Menteng
P59 | P 59.2 | KIT 27,2 | PGDB |  | Menteng
P59 | P59 | KIT 27,2 | PT |  | Menteng
P59 | P59 | FLOUKIT M | PMT |  | Menteng
P59 | P59 | FLOUKIT M | PMT |  | Menteng
P59 | P59 | DELLE ALSTHOM | PT |  | Menteng
P59 | P59 | FLOUKIT M | PGDB |  | Menteng
P59 | P59 | DELLE ALSTHOM | B1 |  | Menteng
SN40 | - | EGA | LBS |  | Menteng
P37 |  | ABB | PMT |  | Menteng
P37 |  | ABB | PB |  | Menteng
P37 |  | ABB | PMT |  | Menteng
S39 | . | GAE | PB |  | Menteng
S39 | . | GAE | PMT |  | Menteng
T10B | - | Schneider | LBS |  | Menteng
T10B | - | Schneider | PB |  | Menteng
T10B | - | Schneider | LBS |  | Menteng
T66A | T66A | SIEMENS | PMT |  | Menteng
T66A | T66A | SIEMENS | PB |  | Menteng
SC2P | SC 2P | ABB SAFEPLUS | PMT |  | Cempaka Putih
SC2P | SC 2P | ABB SAFEPLUS | PMT |  | Cempaka Putih
KB568 | KB 568 | ABB | LBS MOTORIZED |  | Bulungan
KL230 | 0 | EGA | LBS MOTORIZED |  | Bulungan
PP127 | PP 127 | SCHNEIDER | CBO MOTORIZE |  | Bulungan
KB292 | KB 292 - LBS 2 | GAE | LBS MOTORIZED |  | Kebon Jeruk
KB292 | KB 292 - PB 1 | GAE | PB |  | Kebon Jeruk
PG151 | PG 151 | KIT 27.2 | PGDB |  | Cempaka Putih
PG151 | PG 151 | KIT 27.2 | PT |  | Cempaka Putih
PG151 | PG 151 | KIT 25 | PB |  | Cempaka Putih
KJ1 | KJ 1 - LBS 1 | EGA | LBS |  | Kebon Jeruk
KJ1 | KJ 1 - LBS 2 | EGA | LBS |  | Kebon Jeruk
KJ1 | KJ 1 - PB 1 | EGA | PB |  | Kebon Jeruk
BN1 |  | MG VM6 | B1 |  | Menteng
MG12 | 0 | SCHNEIDER | LBS MOTORIZE | 2017 | Menteng
MG12 | 0 | SCHNEIDER | LBS MOTORIZE | 2017 | Menteng
MG12 | 0 | SCHNEIDER | PGC |  | Menteng
D184 | - | EGA | CBO |  | Menteng
MG71 |  | MERLIN GERIN | PGDB |  | Menteng
MG71 |  | MG VM6 | PT |  | Menteng
MG71 |  | MG VM6 | PMT |  | Menteng
MG71 |  | MG VM6 | PMT |  | Menteng
KN43 | 0 | SCHNEIDER | PMT |  | Menteng
KN43 | 0 | SCHNEIDER | PMT |  | Menteng
KN43 | 0 | SCHNEIDER | CBOM |  | Menteng
D184 | - | Schneider | LBS |  | Menteng
D184 | - | Schneider | LBS |  | Menteng
KN83 | 0 | SCHNEIDER | PMT |  | Menteng
KN83 | 0 | SCHNEIDER | PMT |  | Menteng
KN83 | 0 | SCHNEIDER | PGC |  | Menteng
KN84 | - | SCHNEIDER | PMT |  | Menteng
KN84 | - | SCHNEIDER | PMT |  | Menteng
KN84 | - | SCHNEIDER | PGC |  | Menteng
MG16 | 0 | SCHNEIDER | PMT |  | Menteng
MG16 | 0 | SCHNEIDER | PMT |  | Menteng
MG16 | 0 | SCHNEIDER | PB1 |  | Menteng
MG16 | 0 | SCHNEIDER | PB2 |  | Menteng
MG34 | 0 | SCHNEIDER | PMT |  | Menteng
MG34 | 0 | SCHNEIDER | PMT |  | Menteng
MG34 | 0 | SCHNEIDER | PB2 |  | Menteng
MG34 | 0 | SCHNEIDER | PB1 |  | Menteng
D304 | 0 | SCHNEIDER | PMT |  | Menteng
D304 | 0 | SCHNEIDER | PMT | 2019 | Menteng
D304 | 0 | SCHNEIDER | CBO | 2019 | Menteng
TG471 | 0413.18.214 | EGA | PB | 2018 | Menteng
KN66 | 0 | SCHNEIDER | PMT |  | Menteng
KN219 | 0 | SCHNEIDER | LBS | 2014 | Menteng
T325 | 0 | F&G | PGC |  | Menteng
D192 | - | MERLIN GERIN | PMT |  | Menteng
D192 | - | MERLIN GERIN | PB |  | Menteng
D192 | - | MERLIN GERIN | PMT |  | Menteng
TD259 | 9502546 | MERLIN GERIN | Pt |  | Bulungan
TD52 | 0 | FLOUKIT M | PMT |  | Bulungan
TD54 | 0 | EGA | PB |  | Bulungan
TD54 | 0 | EGA | CBO |  | Bulungan
TD54 | 0 | EGA | LBS MOTORIZE |  | Bulungan
TD54 | 0 | ABB | LBS MOTORIZE |  | Bulungan
TD54 | 0 | ABB | LBS MOTORIZE |  | Bulungan
TD59 | 0 | EGA | PB |  | Bulungan
TD59 | 0 | EGA | LBS MOTORIZE |  | Bulungan
TD59 | 0 | EGA | LBS MOTORIZE |  | Bulungan
TG132A | - | MG SM6 | CBO | 2017 | Cengkareng
BN32 | 0 | SCHNEIDER | PMT |  | Menteng
BN32 | 0 | SCHNEIDER | PGC |  | Menteng
BN32 | 0 | SCHNEIDER | PMT |  | Menteng
SP168 |  | KIT-27,2 | PMT |  | Menteng
SP168 | - | FLOUKIT - M | PMT |  | Menteng
SP168 | - | KIT-27,2 | PMT |  | Menteng
SP168 | - | FLOUKIT M | PGC |  | Menteng
T406 | 0 | SCHNEIDER | LBS MOTORIZE | 2018 | Menteng
MG8 |  | FLUOKIT-M | PMT |  | Menteng
D273 | - | FLOUKIT-M | B1 |  | Menteng
D273 | - | SCHNEIDER | PMT |  | Menteng
D273 | - | MERLIN GERIN | PMT |  | Menteng
D273 |  | MERLIN GERIN | PMT |  | Menteng
D273 |  | MERLIN GERIN | PGDB |  | Menteng
D273 |  | MERLIN GERIN | PT |  | Menteng
D265 | - | MG SM6 | PT |  | Menteng
D265 | - | MG SM6 | PGDB |  | Menteng
D265 | - | MG SM6 | PMT |  | Menteng
KN9 | 0 | SCHNEIDER | CBOM | 2019 | Menteng
KN109 | 0 | GAE | CBOM |  | Menteng
GH0080 | CI-2017-W42-2-0013 | Schneider SM6 | LBS Motorized | 2017 | Menteng
BN12 |  | MG SM6 | PT |  | Menteng
BN12 |  | MG SM6 | PGDB |  | Menteng
BN12 |  | MG SM6 | B1 |  | Menteng
KN109 | - | GAE | PMT |  | Menteng
KN109 | - | GAE | PMT |  | Menteng
SN40 | 0 | MERLIN GERIN | LBS |  | Menteng
SN40 | 0 | MERLIN GERIN | LBS |  | Menteng
SN40 | 0 | EGA | CBOM |  | Menteng
T98 |  | ABB | PB |  | Menteng
T98 | - | SCHNEIDER | PGDB |  | Menteng
T98 | - | SCHNEIDER | PMT |  | Menteng
T98 | - | SCHNEIDER | PT |  | Menteng
T99 |  | KIT-27,2 | PMT |  | Menteng
T99 |  | KIT-25 | PMT |  | Menteng
GH0148 |  | FLUOKIT M | LBS |  | Marunda
PK232 |  | FLUOKIT M | LBS |  | Marunda
PK183 |  | FLUOKIT M | LBS |  | Marunda
PK232 |  | FLUOKIT M | LBS |  | Marunda
GH0027 |  | ABB UNISWITC | LBS |  | Marunda
KG379 |  | FLUOKIT M | LBS |  | Marunda
BK130 | 10686 | FLUOKIT M | LBS | 2007 | Marunda
CK45 | 796 | FLUOKIT M | LBS |  | Marunda
KG259 | 3790 | FLUOKIT M | LBS |  | Marunda
BK88 | 2269 | FLUOKIT M | LBS | 2006 | Marunda
CK51 |  | FLUOKIT M | LBS |  | Marunda
CK51 |  | FLUOKIT M | LBS |  | Marunda
KG87 | 0380.17.213 | EGA | LBS | 2017 | Marunda
BK28 | 10185 | FLUOKIT M | LBS | 2006 | Marunda
CK83 | 2564 | FLUOKIT M | LBS |  | Marunda
GH0027 |  | ABB UNISWITCH | LBS |  | Marunda
GH0176 |  | FLUOKIT M | LBS |  | Marunda
BK85 | 6589 | FLUOKIT M | LBS | 1997 | Marunda
D3G | - | SCHNEIDER | PMT | 2019 | Menteng
D3G | - | SCHNEIDER | PB | 2019 | Menteng
KS7N | W37.4.0007 | SCHNEIDER | LBS MOTORIZE | 2017 | Menteng
KS7N | W40.3.0013 | SCHNEIDER | LBS MOTORIZE | 2017 | Menteng
KS7N | 1624.18.214 | EGA | PB | 2018 | Menteng
D224 | 0424-20 | ULUSOY | LBS | 2020 | Menteng
D224 | 0968-20 | ULUSOY | LBS | 2020 | Menteng
D224 | 1113-20 | ULUSOY | CBOM | 2020 | Menteng
TT21 | - | EGA | PB |  | Menteng
MG79 | 0 | EGA | PMT |  | Menteng
MG79 | 0 | SCHNEIDER | PMT |  | Menteng
MG61 | 0 | EGA | PB |  | Menteng
MG61 | 0 | SCHNEIDER | PMT |  | Menteng
MG61 | 0 | EGA | PMT |  | Menteng
MG61 | 0 | EGA | PMT |  | Menteng
MG61 | 0 | SCHNEIDER | PMT |  | Menteng
MG61 | 0 | SCHNEIDER | PMT |  | Menteng
MG61 | 0 | SCHNEIDER | PGC |  | Menteng
PG144 | PG 144 | SM 6 | PB |  | Cempaka Putih
PM117 | PM 117 | SCHENEIDER | PB-1 |  | Lenteng Agung
PM117 | PM 117 | FLUOKIT M | KOPEL |  | Lenteng Agung
PM117 | PM 117 | SCHENEIDER | LBS-3 |  | Lenteng Agung
PM118A | PM 118A | EGA | LBS-1 |  | Lenteng Agung
PM118A | PM 118A | EGA | LBS-2 |  | Lenteng Agung
PM118A | PM 118A | EGA | PB-1 |  | Lenteng Agung
PM121 | PM 121 | SIEMENS | LBS-1 |  | Lenteng Agung
PM121 | PM 121 | SIEMENS | LBS-2 |  | Lenteng Agung
PM121 | PM 121 | SIEMENS | PB-2 |  | Lenteng Agung
PM121 | PM 121 | SIEMENS | PB-1 |  | Lenteng Agung
PM121A | PM 121A | ABB UNISWITCH | LBS-1 |  | Lenteng Agung
PM121A | PM 121A | ABB UNISWITCH | LBS-2 |  | Lenteng Agung
PM121A | PM 121A | ABB UNISWITCH | PB-1 |  | Lenteng Agung
TG82 | CI-2019-W21-3-0015 | SCHINEIDER | PB | 2019 | Cengkareng
TG82A | C1-2018-W28-6-0043 | SCHINEIDER | LBS MOT | 2018 | Cengkareng
K256P | K 256P | GAE | PMT |  | Cempaka Putih
TB37 | 8 | ORMAZABAL | PGDB |  | Jatinegara
TB37 | 9 | ORMAZABAL | PT |  | Jatinegara
DT75 | DT 75 | SCHENEIDER | LBS-1 |  | Lenteng Agung
DT75 | DT 75 | SCHENEIDER | LBS-2 |  | Lenteng Agung
DT75 | DT 75 | SCHENEDER | CBOG-1 |  | Lenteng Agung
DT76T | CI-2016-W34-4-0001 | SCHNEIDER | LBS-1 | 2016 | Lenteng Agung
DT76T | DT 76T | SCHNEIDER | LBS-2 |  | Lenteng Agung
DT76T | CI-2019-W22-2-0005 | SCHNEIDER | PB-1 | 2019 | Lenteng Agung
DT77 | DT 77 | EGA | LBS-1 |  | Lenteng Agung
DT77 | DT 77 | EGA | LBS-2 |  | Lenteng Agung
DT77 | DT 77 | EGA | CBOG-1 |  | Lenteng Agung
DT78 | DT 78 | SIEMENS | LBS-1 |  | Lenteng Agung
DT78 | DT 78 | SIEMENS | LBS-2 |  | Lenteng Agung
DT78 | DT 78 | SIEMENS | CBOG-1 |  | Lenteng Agung
DT79 | DT 79P | ABB | LBS-1 |  | Lenteng Agung
DT79 | DT 79P | ABB | LBS-2 |  | Lenteng Agung
DT79 | DT 79P | ABB | PB-1 |  | Lenteng Agung
KB221 | KB 221 12983 | ABB | LBS MOTORIZED |  | Bulungan
E335P | E335P-2 | SCHEINEDER | LBS | 2011 | Kramat Jati
DT80 | DT 80 | SIEMENS | LBS-1 |  | Lenteng Agung
DT80 | DT 80 | SIEMENS | LBS-2 |  | Lenteng Agung
DT81 | DT 81 | SCHNEIDER | LBS-1 |  | Lenteng Agung
KJ111 | KJ 111 - LBS 1 | ABB | LBS |  | Kebon Jeruk
KJ111 | KJ 111 - LBS 2 | MG | LBS |  | Kebon Jeruk
KJ111 | KJ 111 - PB 1 | ABB | LBS |  | Kebon Jeruk
KJ111 | KJ 111 - PB 2 | ABB | PB 1 |  | Kebon Jeruk
KJ111 | KJ 111 - PGC | ABB | PB 2 |  | Kebon Jeruk
KB567 | KB 567 699.12BL | EGA | LBS | 2012 | Bulungan
KB559 | KB 559 4340013 | SCHNEIDER | CBOG | 2012 | Bulungan
PM116 | PM 116 | ABB | LBS-1 |  | Lenteng Agung
PM117 | PM 117 | SCHENEIDER | LBS-1 |  | Lenteng Agung
PM123 | PM 123 | EGA | LBS-2 |  | Lenteng Agung
PM126 | PM 126 | SIEMENS | PB-1 |  | Lenteng Agung
T345 | 0 | GAE | PMT |  | Menteng
SN34 |  | KIT-27.2 | B1 |  | Menteng
SN34 |  | KIT-27.2 | PGDB |  | Menteng
SN34 |  | KIT-27.2 | PMT |  | Menteng
SN34 |  | KIT-27.2 | PMT |  | Menteng
SN34 |  | KIT-27.2 | PT |  | Menteng
KG141 |  | SCHNEIDER SM6 | CBOM |  | Marunda
TG132A | - | MG SM6 | LBS | 2016 | Cengkareng
TG132A | - | MG SM6 | PB | 2017 | Cengkareng
TG136 | - | SCHNEIDER | LBS | 2016 | Cengkareng
TG136 | - | SCHNEIDER | LBS | 2016 | Cengkareng
TG136 | - | SCHNEIDER | PGC | 2016 | Cengkareng
TG141 | 0297.17.214 | EGA | PB |  | Cengkareng
TG141 | 0591.17.212 | EGA | LBS |  | Cengkareng
TG141 | 0378.17.214 | EGA | PB |  | Cengkareng
TG152 | C1-2018-W30-3-0054 | SCHINEIDER | LBS | 2018 | Cengkareng
TG152 | C1-2018-W35-2-0004 | SCHINEIDER | LBS MOT | 2018 | Cengkareng
TG152 | C1-2018-W26-4-0051 | SCHINEIDER | PGC | 2018 | Cengkareng
TG153 | W08-4-0009 | SCHINEIDER | PGC | 2016 | Cengkareng
TG153 | W15-4-0024 | SCHINEIDER | PB | 2016 | Cengkareng
TG153 | W05-4-0024 | SCHINEIDER | LBS | 2016 | Cengkareng
TG153 | W33-3-0044 | SCHINEIDER | LBS | 2015 | Cengkareng
TG154 | 13.18.33 | ABB UNI SWITCH | LBS | 2013 | Cengkareng
TG154 | 13.1748 | ABB UNI SWITCH | LBS | 2013 | Cengkareng
TG154 | 13.199 | ABB UNI SWITCH | PB | 2013 | Cengkareng
TG15A | 0093.17.213 | EGA | LBS | 2017 | Cengkareng
TG15A | 0504.17.212 | EGA | LBS | 2017 | Cengkareng
TG15A | CI-2017-W33-3-0002 | SCHINEIDER | LBS | 2017 | Cengkareng
TG15A | 0591.17.214 | EGA | PB | 2017 | Cengkareng
TG166PAT |  | Kit 25 | PMT |  | Cengkareng
TG166PAT |  | Kit 25 | PMT |  | Cengkareng
TG166PAT |  | Kit 25 | PB |  | Cengkareng
TG166PAT |  | Kit 25 | PGDB |  | Cengkareng
TG16A |  | Floumatic | PMT |  | Cengkareng
TG16A |  | Floumatic | PMT |  | Cengkareng
TG16A |  | Floumatic | PB |  | Cengkareng
TG16N | 19295054 | ORMAZABAL | LBS | 2019 | Cengkareng
TG16N | 19295054 | ORMAZABAL | LBS | - | Cengkareng
TG220 | CI-2018-W29-4-0014 | SCHINEIDER | LBS MOTORIZE | 2018 | Cengkareng
TG220 | CI-2019-W29-3-0003 | SCHINEIDER | LBS | 2018 | Cengkareng
TG23N | 0358.17.213 | EGA | LBS MOT | 2017 | Cengkareng
TG23N | 90817.212 | EGA | LBS | 2017 | Cengkareng
TG23N | 0849.17.214 | EGA | PB | 2017 | Cengkareng
TG23N | 79017.214 | EGA | PB | 2017 | Cengkareng
TG24N | - | SIEMENS | PB | 1995 | Cengkareng
TG24N | 1228 | SIEMENS | LBS | 1995 | Cengkareng
TG24N | - | SIEMENS | LBS | 1995 | Cengkareng
TG24N | 58916216 | EGA | PGC | 2016 | Cengkareng
TG25D |  | Kit 25 | PMT |  | Cengkareng
TG25D |  | Kit 25 | PMT |  | Cengkareng
TG25D |  | Kit 25 | PB |  | Cengkareng
TG25E | 624.13.PF | EGA | PB | 2013 | Cengkareng
TG25E | 1328.43.BL | EGA | LBS | 2013 | Cengkareng
TG25E | 1358.13.BL | EGA | LBS | 2013 | Cengkareng
TG25X | - | Floumatic | LBS |  | Cengkareng
TG25X | - | Floumatic | LBS |  | Cengkareng
TG25X |  | Floumatic | PB |  | Cengkareng
TG272 | CI-2018-W30-3-0049 | SCHINEIDER | LBS | 2018 | Cengkareng
TG272 | CI-2018-W36-1-0027 | SCHINEIDER | LBS | 2018 | Cengkareng
TG272 | CI-2018-W32-5-0047 | SCHINEIDER | PGC | 2018 | Cengkareng
TG312 | - | SCHINEIDER | LBS |  | Cengkareng
TG312 | 0453.17.216 | EGA | CBO | 2017 | Cengkareng
TG312 | CI-2017-W36-3-0041 | SCHINEIDER | PB | 2017 | Cengkareng
TG312 | CI-2017-W36-2-0027 | SCHINEIDER | PB | 2017 | Cengkareng
TG323 | 0157-17-212 | EGA | LBS | 2017 | Cengkareng
TG323 | 0084-17-214 | EGA | PB1 | 2017 | Cengkareng
TG323 | -0083-1 | EGA | PB2 | 2017 | Cengkareng
TG337PAT | - | SCHNEIDER | LBS MOT |  | Cengkareng
TG337PAT | 1356-17-213 | EGA | LBS | 2017 | Cengkareng
TG337PAT | 1756.17.234 | EGA | CBO MOT | 2017 | Cengkareng
TG350 | 20421213 | EGA | LBS |  | Cengkareng
TG350 | 19621213 | EGA | LBS |  | Cengkareng
TG351 | 3665-17-213 | EGA | LBS | 2017 | Cengkareng
K33E | K 33E | GAE | PB |  | Cempaka Putih
PG121 | PG 121 | SM6 | LBS |  | Cempaka Putih
PG121 | PG 121 | SM6 | LBS |  | Cempaka Putih
PG121 | PG 121 | SM6 | PGC |  | Cempaka Putih
K53N | K 53 | EGA | PB |  | Cempaka Putih
K53N | K 53 | SCHNEIDER SM6 | PMT |  | Cempaka Putih
PG124 | PG 124 | SM 6 | PMT |  | Cempaka Putih
T431 | - | EGA | LBS | 2021 | Menteng
MG67 | IEC62271-200 | SCHNEIDER | PMT |  | Menteng
MG67 | IEC62271-200 | SCHNEIDER | PMT |  | Menteng
MG67 | 321.1823 | EGA | PGC |  | Menteng
T255 | - | EGA | LBS | 2021 | Menteng
KN107 | 0 | GAE | PGC | 2011 | Menteng
KN226 | 0 | EGA | LBS | 2016 | Menteng
MG46N | 118040703 | EGA | CBOM |  | Menteng
MG52 | 1632-18-213 | EGA | LBS | 2018 | Menteng
MG52 | 0751-18-212 | EGA | LBS | 2018 | Menteng
MG52 | 0237-18-234 | EGA | PGC | 2018 | Menteng
T210 | 0884.16.219 | EGA | LBS MOT | 2016 | Menteng
T210 | 0 | MERLIN GERIN | LBS |  | Menteng
T210 | CI-2019-W10-1-0040 | SCHNEIDER | CBOM | 2019 | Menteng
T48C | - | SCHNEIDER | LBS |  | Menteng
T431 | - | EGA | LBS | 2020 | Menteng
T82 | - | KIT 27,2 | PMT |  | Menteng
P90P | P90P | SCHNEIDER | PB |  | Menteng
P90P | P90P | SCHNEIDER | PMT |  | Menteng
KN240 | 50-2-0056 | Schneider | LBS |  | Menteng
T55 | 123 | SCHNEIDER | PGC |  | Menteng
T55 | 123 | SCHNEIDER | PMT |  | Menteng
T55 | 123 | SCHNEIDER | PMT |  | Menteng
T55 | 123 | SCHNEIDER | PGC |  | Menteng
TT43P | - | GAE | PMT |  | Menteng
TT43P | - | GAE | PMT |  | Menteng
KS75 | 0652-21 | ULUSOY | CBOM | 2021 | Menteng
T244 |  | FLUOKIT.M | PMT |  | Menteng
T244 |  | FLUOKIT.M | PGDB |  | Menteng
T244 |  | FLUOKIT.M | B1 |  | Menteng
T244 |  | FLUOKIT.M | PT |  | Menteng
T244 |  | FLUOKIT.M | PMT |  | Menteng
T244 |  | FLUOKIT.M | PMT |  | Menteng
T244 |  | FLUOKIT.M | PMT |  | Menteng
T355P | 26931/075/12/01/E6 | GAE | PMT | 2012 | Menteng
T355P | 26961/075/12/01/E6 | GAE | PMT | 2012 | Menteng
T355P | 27067/075/12/02/E6 | GAE | PB | 2012 | Menteng
T64A |  | KIT-25 | PMT |  | Menteng
T64A |  | KIT-25 | PMT |  | Menteng
T64A |  | KIT-25 | PB |  | Menteng
SN40 | - | EGA | LBS |  | Menteng
T149 | W40-4-0075 | Schneider | CBO JAR | 2019 | Menteng
BTC36 | 1550.12BL - 2012 | EGA | PMT | 2012 | Cengkareng
PG190P | PG 190P | ABB | LBS | 2019 | Cempaka Putih
PG190P | PG 190P | ABB | LBS | 2019 | Cempaka Putih
E294 | E294-1 | EGA | LBS (PMIN) | 2017 | Kramat Jati
MD74 | 3752 | FLUOKIT M | PB TRAFO | 2006 | Marunda
KG397 |  | FLUOKIT M | PB TRAFO |  | Marunda
PGS7 |  | FLUOKIT M | PB TRAFO |  | Marunda
GH0142 | 2412-19 | ULUSOY | LBS | 2019 | Menteng
P25C |  | KIT 27.2 | PMT |  | Menteng
P25C | - | SCHNEIDER | LBS MOTORIZE | 2019 | Menteng
P25C |  | KIT 27.2 | PB |  | Menteng
S89 | W1220015 | SCHNEIDER | CBO | 2019 | Menteng
S89 | W3610010 | SCHNEIDER | LBS | 2017 | Menteng
P55A | P55A | ORMAZABAL | PB | 2018 | Menteng
P55A | P55A | ORMAZABAL | LBS | 2018 | Menteng
P55A | P55A | ORMAZABAL | PT | 2017 | Menteng
P55A | P55A | ORMAZABAL | CBOM | 2017 | Menteng
P55A | P55A | ORMAZABAL | PB | 2018 | Menteng
P55A | P55A | ORMAZABAL | LBS | 2017 | Menteng
P55A | P55A | ORMAZABAL | LBS | 2017 | Menteng
P55A | P55A | ORMAZABAL | PB | 2018 | Menteng
T200 |  | FLUOKIT.M | PMT |  | Menteng
D258 | - | MERLIN GERIN | B1 |  | Menteng
T200 | - | FLUOKIT.M | PGDB |  | Menteng
T200 |  | FLUOKIT.M | PT |  | Menteng
T200 |  | FLUOKIT.M | PMT |  | Menteng
S44N | CI-2012-W29-6-0011 | SCHNEIDER | PMT | 2012 | Menteng
S44N | CI-2012-W29-6-0020 | SCHNEIDER | PMT | 2012 | Menteng
S44N | CI-2012-W32-5-0005 | SCHNEIDER | PGC | 2012 | Menteng
KS35 |  | MG VM6 | PMT |  | Menteng
KS35 | 0 | MG VM6 | PMT |  | Menteng
KS35 | 0 | MG VM6 | B1 |  | Menteng
GH0301 |  | SCHNEIDER SM6 | LBS |  | Marunda
KG315 |  | SCHNEIDER SM6 | LBS |  | Marunda
GH0301 |  | SCHNEIDER SM6 | LBS |  | Marunda
CL43 |  | SCHNEIDER SM6 | LBS |  | Marunda
TB7A |  | FLUOKIT-M | PMT |  | Menteng
TB7A |  | FLUOKIT-M | PT |  | Menteng
SP211 | - | SCHNEIDER | PMT |  | Menteng
SP211 | - | SCHNEIDER | PB |  | Menteng
SP211 | - | SCHNEIDER | PMT |  | Menteng
SP122 | CI-2019-W37-5-0044 | Schneider SM6 | LBS Motorized | 2019 | Menteng
SP122 | CI-2019-W36-4-0029 | Schneider SM6 | LBS Motorized | 2019 | Menteng
SP122 | CI-2019-W40-2-0012 | Schneider SM6 | PB 2 | 2019 | Menteng
SP117 | 330017213 | EGA | PMT | 2017 | Menteng
SP117 | 145417214 | EGA | PB | 2017 | Menteng
SP117 | 358217213 | EGA | PMT | 2017 | Menteng
SP118 | - | EGA | PMT | 2017 | Menteng
SP118 | - | EGA | PMT | 2017 | Menteng
SP118 | - | EGA | PB | 2017 | Menteng
SP116 | - | SCHNEIDER | PMT |  | Menteng
SP116 | - | EGA | PB |  | Menteng
SP116 | - | EGA | PMT |  | Menteng
SP116 | - | EGA | PMT |  | Menteng
TT24 | - | GAE | PMT |  | Menteng
TT24 | - | GAE | PB |  | Menteng
TT24 | - | GAE | PMT |  | Menteng
D286 | - | SIEMEN | PB |  | Menteng
D286 | 1205889 | SIEMEN | PMT |  | Menteng
D286 | - | SIEMEN | PMT |  | Menteng
TT19 | 1899.18.213 | EGA | LBS | 2018 | Menteng
TT19 | 1908.18.213 | EGA | LBS | 2018 | Menteng
TT19 | - | EGA | PB | 2019 | Menteng
SP32A | - | SCHNEIDER | PMT |  | Menteng
SP32A | - | SCHNEIDER | PMT |  | Menteng
SP32A | - | SCHNEIDER | PB |  | Menteng
TT7 | - | EGA MOTORES | LBS MOTORIZE | 2017 | Menteng
TT7 | - | EGA MOTORES | LBS MOTORIZE | 2017 | Menteng
BN16 | - | SCHNEIDER | LBS |  | Menteng
TT7 | - | EGA | PGC | 2017 | Menteng
BN34 | 62271-200 | SCHNEIDER | PGC |  | Menteng
SP90 |  | FLUOMATIC | PMT |  | Menteng
SP90 |  | FLUOMATIC | PMT |  | Menteng
SP90 |  | FLUOMATIC | PB |  | Menteng
SP90 |  | FLUOMATIC | PB |  | Menteng
TT3 | CI-2019-W37-5-1409 | SCHNEIDER RM6 | LBS FULLY | 2019 | Menteng
SP32 | - | SIMENS | PMT | 2017 | Menteng
SP32 | - | SIMENS | PB | 2017 | Menteng
SP32 | - | SIMENS | PMT | 2017 | Menteng
SP32 | - | SIMENS | PB | 2017 | Menteng
TT16 | - | EGA | PMT | - | Menteng
TT16 | - | EGA | PMT | - | Menteng
TT16 | - | EGA | PGC | - | Menteng
TT21 | 9240101 | MERLIN GERIN | PMT |  | Menteng
TT21 | 9309493 | SCHNEIDER | PMT |  | Menteng
TT21 | 0 | MERLIN GERIN | CBOM |  | Menteng
TT21 | - | MERLIN GERIN | PB |  | Menteng
TT35 | - | SCHNEIDER | PMT |  | Menteng
TT35 | - | SCHNEIDER | PMT |  | Menteng
DB22 | - | MERLIN GERIN | PMT |  | Menteng
DB22 | - | SCHNEIDER | PMT |  | Menteng
DB22 | - | MERLIN GERIN | PGC |  | Menteng
TG34A | 21318214 | EGA MOTORIC | PMT | 2018 | Menteng
TG34A | 342617213 | EGA MOTORIC | PMT | 2017 | Menteng
TG34A | 344017213 | EGA | PB | 2017 | Menteng
D285 | - | EGA MOTORES | PMT | 2017 | Menteng
D285 | - | EGA | PMT | 2017 | Menteng
D285 | - | EGA | PGC | 2017 | Menteng
SP224 |  | ABB | PMT |  | Menteng
SP224 |  | ABB | PB |  | Menteng
SP224 |  | ABB | PMT |  | Menteng
TG20 | 0517.16.216 | EGA | CBO-JAR | 2016 | Menteng
BK165 | 500411660/6011-16 | ABB SAFEPLUS | LBS | 2011 | Marunda
BK165 | 500411660/6011-06 | ABB SAFEPLUS | LBS | 2011 | Marunda
CK188 | 5004116607011-35 | ABB SAFEPLUS | LBS | 2011 | Marunda
CK188 | 500411660/9011-01 | ABB SAFEPLUS | LBS | 2011 | Marunda
CK195 | 23572/102/E6 | GAE GLS | LBS | 2011 | Marunda
CK116 | 500411660/6001-24 | ABB SAFEPLUS | LBS | 2011 | Marunda
CK195 | 23475/102/11/01/E6 | GAE GLS | LBS | 2011 | Marunda
PG124 | PG 124 | EGA | PMT |  | Cempaka Putih
K95 | K 95 | SCHNEIDER SM6 | PMT |  | Cempaka Putih
K95 | K 95 | SCHNEIDER SM6 | PB |  | Cempaka Putih
K122 | K 122 | SCHNEIDER SM6 | PMT |  | Cempaka Putih
K122 | K 122 | SCHNEIDER SM6 | PB |  | Cempaka Putih
K136B | K 136B | SCHNEIDER SM6 | PMT |  | Cempaka Putih
K136B | K 136B | SCHNEIDER SM6 | PMT |  | Cempaka Putih
PG130 | PG 130 | FLUMATIC | PMT |  | Cempaka Putih
PG130 | PG 130 | FLUMATIC | PMT |  | Cempaka Putih
PG130 | PG 130 | FLUMATIC | PMT |  | Cempaka Putih
PG130 | PG 130 | KIIT M | PGDB |  | Cempaka Putih
PG130 | PG 130 | KIT 27,2 | PT |  | Cempaka Putih
PG130 | PG 130 | KIT M | PB1 |  | Cempaka Putih
PG130 | PG 130 | FLUMATIC | PB2 |  | Cempaka Putih
TP3B | TP 3B | KIT 25 | PMT |  | Cempaka Putih
TP3B | TP 3B | KIT 25 | PMT |  | Cempaka Putih
TP3B | TP 3B | KIT 25 | PB |  | Cempaka Putih
PS44A | PS 44A | EGA | PMT |  | Cempaka Putih
PS44A | PS 44A | FLUOMATIC | PB |  | Cempaka Putih
PS48 | PS 48 | MG SM6 | PMT |  | Cempaka Putih
PS48 | PS 48 | MG SM6 | PB |  | Cempaka Putih
TP4B | TP 4B | FLUKIT M | PMT |  | Cempaka Putih
TP4B | TP 4B | KIT 25 | PMT |  | Cempaka Putih
PS54 | PS 54 | GAE | PMT |  | Cempaka Putih
PS54 | PS 54 | GAE | PB |  | Cempaka Putih
TP4B | TP 4B | FLUKIT M | PB |  | Cempaka Putih
TP6Q | TP 6Q | EGA | PMT |  | Cempaka Putih
TP6Q | TP 6Q | SCHNEIDER SM6 | PMT |  | Cempaka Putih
TP6Q | TP 6Q | SCHNEIDER SM6 | PB |  | Cempaka Putih
PS66 | PS 66 | FLUKIT M | PMT |  | Cempaka Putih
PS66 | PS 66 | FLUKIT M | PB |  | Cempaka Putih
PS76 | PS 76 | GAE | PMT |  | Cempaka Putih
PS76 | PS 76 | GAE | PB |  | Cempaka Putih
PS82 | PS 82 | EGA | PMT |  | Cempaka Putih
PS82 | PS 82 | MERLIN GERLIN SM6 | PB |  | Cempaka Putih
PG153 | PG 153 | FLUKIT M | PMT |  | Cempaka Putih
PG151 | PG 151 | KIT 25 | PMT |  | Cempaka Putih
TP104P | TP 104P | FLUKIT C410 | PMT |  | Cempaka Putih
K256P | K 256P | GAE | PB |  | Cempaka Putih
PG413P | PG 413P | ABB | PMT |  | Cempaka Putih
PG415 | PG 415 | SCHNEIDER | LBS | 2016 | Cempaka Putih
PG415 | PG 415 | SCHNEIDER | CBOG | 2017 | Cempaka Putih
PG415 | PG 415 | SCHNEIDER | PB | 2017 | Cempaka Putih
PG416P | PG 416P | GAE | PMT |  | Cempaka Putih
PG416P | PG 416P | GAE | PMT |  | Cempaka Putih
PG416P | PG 416P | GAE | PB |  | Cempaka Putih
PG417P | PG 417P | GAE | PMT | 2011 | Cempaka Putih
PG417P | PG 417P | GAE | PMT |  | Cempaka Putih
KG110N |  | AREVA | PT |  | Marunda
KG110N |  | AREVA | PGDB |  | Marunda
KG110N |  | AREVA | B1 |  | Marunda
T221 | T221 | FLUOKIT M | B1 |  | Menteng
T291 | 0898.16.212 | EGA | PMT | 2016 | Menteng
T291 | 0899.16.212 | EGA | PMT | 2016 | Menteng
T291 | 0139.17.216 | EGA | CBOM | 2017 | Menteng
T291 | 0025.19.214 | EGA | PB | 2019 | Menteng
T271 |  | MG | PT |  | Menteng
T236 |  | MG | PGDB |  | Menteng
T236 |  | MG | PMT |  | Menteng
KB115 |  | GAE | PMT |  | Menteng
KB115 |  | GAE | PMT |  | Menteng
KB115 |  | GAE | PB |  | Menteng
BN17 |  | ABB | PMT |  | Menteng
BN17 | 0 | ABB | CBOM |  | Menteng
D323P | SB 2011 W 4840038 | SCHENEIDER | PB | 2011 | Menteng
D146 | - | ULUSOY | LBS |  | Menteng
D146 | - | ULUSOY | LBS |  | Menteng
D146 | - | ULUSOY | PB |  | Menteng
CKG79 | 13.0208 | ABB | LBS | 2013 | Cengkareng
JW54 | 1044.13.BF | EGA | PB | 2013 | Pondok Gede
MP206 | 0106-14-209 | EGA | LBS |  | Bulungan
KB338 | 0 | FLOUKIT M | PMT |  | Bulungan
KB338 | 0 | MERLIN GERLIN | CBO |  | Bulungan
MP206 | 1315-13-BL | EGA | LBS |  | Bulungan
KB338 | 0 | FLOUKIT M | PMT |  | Bulungan
KB339 | 0 | SIEMENS | LBS |  | Bulungan
KB339 | 0 | SIEMENS | LBS |  | Bulungan
KB168 | 0 | SCHNEIDER | CBOM MOTORIZE |  | Bulungan
SN94 | 0 | EGA | CBOM MOTORIZE |  | Bulungan
KB339 | 0 | SIEMENS | CBOM |  | Bulungan
KB342 | 0 | CONTAC PLASMA | PMT |  | Bulungan
KB342 | 0 | CONTAC PLASMA | PMT |  | Bulungan
KB342 | 0 | GAE | CBO |  | Bulungan
KB134 | 0 | SCHNEIDER | LBS |  | Bulungan
PP72 | 1610586 | EGA | CBO MOTORIZE | 2017 | Bulungan
KB343 | 0 | SCHNEIDER | CBO |  | Bulungan
KB343 | 0645-21 | ULLUSOY | CBOM |  | Bulungan
KB343 | 0 | EGA | LBS |  | Bulungan
KB343 | 0 | EGA | PB |  | Bulungan
KB346 | 0 | SCHNEIDER | CBO |  | Bulungan
KB346 | 0 | MERLIN GERIN | PMT |  | Bulungan
MP206 | 0320.14.211/EGA/2014 | EGA | PB |  | Bulungan
KB346 | 0 | MERLIN GERIN | PMT |  | Bulungan
KB390 | 0 | SCHNEIDER | PB3 |  | Bulungan
KB419 | 0 | FLOUKIT M | PMT |  | Bulungan
KB419 | 0 | EGA | CBO |  | Bulungan
KB421 | 2443.17.213 | EGA | LBS MOTORIZE | 2017 | Bulungan
KB421 | 432 | FLOUKIT M | PT |  | Bulungan
KB421 | SM.1126006 C1 | SCHNEIDER | CBO |  | Bulungan
KB421 | 2452.17.213 | EGA | LBS MOTORIZE | 2017 | Bulungan
KB422 | 0 | EGA | LBS |  | Bulungan
KB422 | 0 | EGA | LBS |  | Bulungan
KB422 | 0 | EGA | LBS |  | Bulungan
KB422 | 0 | EGA | LBS |  | Bulungan
KB422 | 0 | EGA | CBOM MOTORIZE |  | Bulungan
KB423 | 0201-20 | ULLUSOY | LBS MOTORIZE | 2020 | Bulungan
KB423 | 0 | SCHNEIDER | PB |  | Bulungan
KB423 | 0677-20 | ULLUSOY | LBS MOTORIZE | 2020 | Bulungan
MP234 | 2707-17-213 | EGA | LBS MOTORIZE | 2017 | Bulungan
MP234 | 1661-17-212 | EGA | LBS | 2017 | Bulungan
KB363 | 0 | SCHNEIDER | CBO |  | Bulungan
KL56 | 817 | SCHNEIDER | LBS |  | Bulungan
KB218A | 0 | EGA | PB2 |  | Bulungan
KB426 | 0 | EGA | PB |  | Bulungan
KB426 | 0 | EGA | LBS |  | Bulungan
KB426 | 0 | EGA | LBS |  | Bulungan
KB427 | T73005442627 .0065/2017 | SIEMENS | LBS MOTORIZE | 2017 | Bulungan
KB427 | T73005442627.0079 /2017 | SIEMENS | LBS MOTORIZE | 2017 | Bulungan
KB427 | T73005442627.0024 /2017 | SIEMENS | CBOM MOTORIZE | 2017 | Bulungan
SN141 | 0 | SCHNEIDER | LBS |  | Bulungan
T51 | T51 | KIT-27,2 | PMT |  | Menteng
T51 | T51 | FLUOKIT M | PMT |  | Menteng
T51 | T51 | FLUOKIT-M | PT |  | Menteng
CK38 |  | KIT 25 | B1 |  | Marunda
KG114 |  | MG SCHNEIDER | PGC |  | Marunda
CK226 |  | MG SCHNEIDER | PGC |  | Marunda
KG276 |  | MG SCHNEIDER | PGC |  | Marunda
KG113 |  | MG SCHNEIDER | PGC |  | Marunda
PGS5 |  | SCHNEIDER SM6 | PGC |  | Marunda
CB150 | 1332-20 | ULUSOY | LBS | 2021 | Ciracas
KN117 | CI-2012-W34-6-0006 | SCHNEIDER | PGC | 2012 | Menteng
BK103 | 0502.15.213 | EGA | LBS | 2015 | Marunda
BK103 | 0107.15.212 | EGA | LBS | 2015 | Marunda
KP26 |  | SIEMENS | LBS |  | Marunda
KP26 | CV06-5127/019 | SIEMENS | LBS | 1993 | Marunda
CL16 | 12409151 | ORMAZABAL | LBS | 2012 | Marunda
CL16 | 12385073 | ORMAZABAL | LBS | 2011 | Marunda
PK265 | 12405192 | ORMAZABAL | LBS | 2012 | Marunda
CL23 |  | ORMAZABAL | LBS |  | Marunda
CL23 |  | ORMAZABAL | LBS |  | Marunda
KP55 | 12383079 | ORMAZABAL | LBS | 2012 | Marunda
KP55 | 12383078 | ORMAZABAL | LBS | 2012 | Marunda
PK265 | 12385076 | ORMAZABAL | LBS | 2011 | Marunda
BK182 | 12375217 | ORMAZABAL | LBS | 2012 | Marunda
PK245 |  | ORMAZABAL | LBS |  | Marunda
PK245 |  | ORMAZABAL | LBS |  | Marunda
BK182 | 12385150 | ORMAZABAL | LBS | 2012 | Marunda
CK151 |  | SCHNEIDER SM6 | LBS |  | Marunda
BK4G | 935118 | ORMAZABAL | LBS | 2009 | Marunda
BK4G | 9383115 | ORMAZABAL | LBS | 2009 | Marunda
CK151 | 18914003 | SCHNEIDER SM6 | LBS | 2005 | Marunda
KP61 | 23876602 | ORMAZABAL | LBS | 2006 | Marunda
KP61 |  | ORMAZABAL | LBS |  | Marunda
CK20J |  | FLUOKIT M | PB TRAFO |  | Marunda
PGS7 |  | FLUOKIT M | PB TRAFO |  | Marunda
CK123 |  | FLUOKIT M | PB TRAFO |  | Marunda
CK123 |  | FLUOKIT M | PB TRAFO |  | Marunda
KG141 |  | FLUOKIT M | PB TRAFO |  | Marunda
CK52Z |  | FLUOKIT M | PB TRAFO |  | Marunda
KG409 |  | FLUOKIT M | PB TRAFO |  | Marunda
CK41 |  | FLUOKIT M | PB TRAFO |  | Marunda
PGS10 |  | FLUOKIT M | PB TRAFO |  | Marunda
KP42 | 6086 | FLUOKIT M | PB TRAFO | 1996 | Marunda
PK34 |  | SCHNEIDER SM6 | PB TRAFO | 2016 | Marunda
BK112 | 2473 | FLUOKIT M | PB TRAFO | 2005 | Marunda
KG117 |  | SCHNEIDER SM6 | PB TRAFO |  | Marunda
KG179 | 345 | FLUOKIT M | PB TRAFO |  | Marunda
PGS8 |  | FLUOKIT M | PB TRAFO |  | Marunda
E109 | T730060653340075 | SIEMENS | PB | 2017 | Kramat Jati
E109 | T730060653340128 | SIEMENS | LBS | 2017 | Kramat Jati
E212 | 1701885 | EGA | LBS | 2017 | Kramat Jati
MD44 | SM1042068C7 | SCHNEIDER SM6 | CBO |  | Marunda
PK44S |  | MG VERCORS | LBS |  | Marunda
KG33 |  | MG SM6 | LBS |  | Marunda
KG191 |  | MG SM6 | LBS |  | Marunda
KG191 |  | MG SM6 | LBS |  | Marunda
CL1 |  | MG SM6 | LBS |  | Marunda
KP24 | 59501109 | MG SM6 | LBS |  | Marunda
KP23 |  | MG SM6 | LBS |  | Marunda
CL27 | - | SIEMENS | LBS |  | Marunda
CK113 |  | MG SM6 | LBS |  | Marunda
CK113 |  | MG SM6 | LBS |  | Marunda
GH0301 |  | SCHNEIDER SM6 | LBS |  | Marunda
KG106 |  | FLUOMATIC | LBS |  | Marunda
PK127A |  | FLUOMATIC | LBS |  | Marunda
CL26 |  | EGA | LBS |  | Marunda
CK71 |  | MG SM6 | LBS |  | Marunda
GH0089 |  | MG SM6 | LBS |  | Marunda
KP41 |  | MG SM6 | LBS |  | Marunda
KP41 |  | MG SM6 | LBS |  | Marunda
PGS8 |  | FLOUKIT M | LBS |  | Marunda
PGS9 |  | FLOUKIT M | LBS |  | Marunda
CK33 |  | MG SM6 | LBS |  | Marunda
BK133 | SM 0802632 | SCHNEIDER SM6 | LBS |  | Marunda
BK89 |  | MG SM6 | LBS |  | Marunda
BK17 | 59503125 | MERLIN GERLIN SM6 | LBS |  | Marunda
BK118 |  | MG SM6 | LBS |  | Marunda
BK118 | IEC298 | MG SM6 | LBS |  | Marunda
KG126 |  | MG SM6 | LBS |  | Marunda
PK212 |  | MG SM6 | LBS |  | Marunda
CK115 |  | MG SM6 | LBS |  | Marunda
CK115 |  | MG SM6 | LBS |  | Marunda
CK104 | 0201.15.211 | EGA | PB | 2014 | Marunda
CK99 | - | ORMAZABAL | PB |  | Marunda
KG186 | IEC62271-200 | SCHNEIDER SM6 | PB | 2014 | Marunda
CK15N | - | EGA | PB |  | Marunda
BK29 | 0062.15.214 | EGA | PB | 2015 | Marunda
PK13 |  | EGA | PB |  | Marunda
CK3 |  | MG KUNING CEMPAKA | PB |  | Marunda
S46 |  | MG SM6 | PMT |  | Menteng
S45 | 30107/180/13/02/E6 | GAE | PB | 2013 | Menteng
S45 | 23585/083/11/01/E6 | GAE | LBS | 2011 | Menteng
S45 | 30140/180/13/01/E6 | GAE | LBS | 2013 | Menteng
S45 | 30121/180/13/01/E6 | GAE | LBS | 2013 | Menteng
S62 | 2306-19 | Ulusoy | CBOM | 2019 | Menteng
S62 | S 62 | EGA | PMT |  | Menteng
S62 | S 62 | EGA | PMT |  | Menteng
S62 | S 62 | EGA | PB |  | Menteng
S6A | 1530.18.213 | EGA | LBS MOTORIZE | 2018 | Menteng
S6A | 1644.18.213 | EGA | LBS MOTORIZE | 2018 | Menteng
S6A | 1031.18.214 | EGA | PB | 2018 | Menteng
S27 | S27 | EGA | PGC |  | Menteng
S27 | S27 | EGA | PMT |  | Menteng
S27 | S27 | EGA | PMT |  | Menteng
S27 | S27 | EGA | PB |  | Menteng
TB13P | - | SCHNEIDER | LBS MOTORIZE | 2019 | Menteng
MG68 | 0 | MERLIN GERIN | PMT |  | Menteng
GH0145 | TIDAK TERBACA | FLOUKIT - M | PMT |  | Menteng
GH0145 | - | MG VERCOR | PB2 |  | Menteng
GH0145 |  | FLOUKIT - M | PMT |  | Menteng
T6 |  | MERLIN GERIN | PB |  | Menteng
T99 | - | KIT-27,2 | PB2 |  | Menteng
T99 | - | MERLIN GERIN | PB1 |  | Menteng
T431 | 3353.17.213 | EGA | PMT | 2017 | Menteng
KN66 | 0 | GAE | PGC |  | Menteng
MG35 | 0 | FLUOKIT M | PGC |  | Menteng
T249 | 0 | MERLIN GERIN | PT |  | Menteng
T62 |  | ABB | PMT |  | Menteng
T62 |  | ABB | PB |  | Menteng
T62 |  | ABB | PMT |  | Menteng
D366 | - | EGA | LBS MANUAL | 2017 | Menteng
D359 | - | SCHNEIDER | LBS MOTORIZE | 2017 | Menteng
PK266 | 11075117 | ORMAZABAL | PB TRAFO | 2012 | Marunda
KP55 | 11083255 | ORMAZABAL | PB TRAFO | 2011 | Marunda
MD77 | 159813BF | EGA | PB TRAFO | 2013 | Marunda
BK4G | 20435201 | ORMAZABAL | PB TRAFO | 2005 | Marunda
CL23 | 11085129 | ORMAZABAL | PB TRAFO | 2011 | Marunda
PK245 |  | ORMAZABAL | PB TRAFO |  | Marunda
KP61 |  | ORMAZABAL | PB TRAFO |  | Marunda
CK138 | 1037.5207 | ORMAZABAL | PB TRAFO | 2010 | Marunda
CK137 |  | SCHNEIDER RM6 | PB TRAFO | 2010 | Marunda
BK182 | 12205113 | ORMAZABAL | PB TRAFO | 2012 | Marunda
KG375 |  | EGA | PB TRAFO |  | Marunda
PK220 | 826576 | ORMAZABAL | PB TRAFO | 2008 | Marunda
BK103 | 0243.15.214 | EGA | PB TRAFO | 2015 | Marunda
CK151 |  | SCHNEIDER SM6 | PB TRAFO |  | Marunda
CK164 |  | ORMAZABAL | PB TRAFO |  | Marunda
PK265 |  | ORMAZABAL | PB TRAFO |  | Marunda
KG255 |  | MG SM6 | PT |  | Marunda
BK89 |  | MG SM6 | PT |  | Marunda
CK49 |  | MG SM6 | PT |  | Marunda
CK33 |  | MG SM6 | PT |  | Marunda
CK57 |  | MG SM6 | PT |  | Marunda
PK197 |  | MG SM6 | PT |  | Marunda
PK206 |  | MG SM6 | PT |  | Marunda
KG296 |  | MG SM6 | PT |  | Marunda
KG160 |  | MG SM6 | PT |  | Marunda
CK110 |  | MG SM6 | PT |  | Marunda
CK118 |  | MG SM6 | PT |  | Marunda
BK17 | - | SCHNEIDER SM6 | PB |  | Marunda
PK229 |  | FLUOKIT.M | PT |  | Marunda
KG33 |  | MG SM6 | PT |  | Marunda
KG160 |  | MG SM6 | PGDB |  | Marunda
KG38 |  | MG SM6 | PGDB |  | Marunda
KG255 |  | MG SM6 | PGDB |  | Marunda
PK147N |  | SCHNEIDER SM6 | PGC |  | Marunda
CK57 |  | MG SM6 | PGDB |  | Marunda
PK197 |  | MG SM6 | PGDB |  | Marunda
PK206 |  | MG SM6 | PGDB |  | Marunda
KG296 |  | MG SM6 | PGDB |  | Marunda
CK33 |  | MG SM6 | PGDB |  | Marunda
CK110 |  | MG SM6 | PGDB |  | Marunda
CK118 |  | MG SM6 | PGDB |  | Marunda
PK229 | 3817 | FLUOKIT.M | PGDB |  | Marunda
KG38 |  | MG SM6 | B1 |  | Marunda
BK4 |  | EGA | PB |  | Marunda
KB345 | 0 | SCHNEIDER | PMT |  | Menteng
KB345 | 0 | SCHNEIDER | PMT |  | Menteng
KB345 | 0 | EGA | PGC |  | Menteng
KB345 | 0 | EGA | PGC |  | Menteng
BN11 | 0 | MERLIN GERIN | PGDB |  | Menteng
MG88 | 12345 | MG V6 | PT |  | Menteng
MG88 |  | MG | PGDB |  | Menteng
MG88 |  | MG | PMT |  | Menteng
MG88 |  | MG | PMT |  | Menteng
KN67 | 0734-17-213 | EGA | LBS | 2017 | Menteng
KN67 | 0846-17-212 | EGA | LBS | 2017 | Menteng
KN67 | - | MERLIN GERIN | LBS |  | Menteng
KN67 | - | FLUOKIT-M | LBS |  | Menteng
KN67 | - | FLUOKIT-M | LBS |  | Menteng
KN67 | - | FLOUKIT-M | LBS |  | Menteng
KN67 | W31-4-0019 | SCHNEIDER | LBS | 2019 | Menteng
KN67 | - | SCHNEIDER | LBS | 2019 | Menteng
KN67 | 0137-17-216 | EGA | CBOM | 2017 | Menteng
KN54 | 0 | SCHNEIDER | PGC |  | Menteng
KN54 | 0 | SCHNEIDER | PMT |  | Menteng
KN54 | 0 | SCHNEIDER | PMT |  | Menteng
D174 | 1406-13-BL | EGA | LBS | 2013 | Menteng
KN45 | 0 | SCHNEIDER | PMT |  | Menteng
KN45 | 0 | SCHNEIDER | PMT |  | Menteng
KN45 | 0 | SCHNEIDER | PGC |  | Menteng
D176 | - | SIEMENS | B1 | 2003 | Menteng
KN91 | 0 | SCHNEIDER | PMT |  | Menteng
KN91 | 0 | SCHNEIDER | PMT |  | Menteng
KN91 | 0 | SCHNEIDER | PGC |  | Menteng
KN99 | 0 | SCHNEIDER | PMT |  | Menteng
KN99 | 0 | SCHNEIDER | PGC |  | Menteng
KN99 | 0 | SCHNEIDER | PMT |  | Menteng
KN57 |  | MG SM6 | PGC |  | Menteng
KN57 |  | MG SM6 | PGC |  | Menteng
KN57 |  | SIEMENS | PMT |  | Menteng
KN57 |  | SIEMENS | PMT |  | Menteng
KN81 | 12318234 | EGA | PGC |  | Menteng
KN81 | 365617213 | EGA | PMT |  | Menteng
KN81 | 368717213 | EGA | PMT |  | Menteng
KN81 | 265.1821 | EGA | PB |  | Menteng
KN12 | 0 | SCHNEIDER | PMT |  | Menteng
KN12 | 0 | SCHNEIDER | PMT |  | Menteng
KN12 | 0 | SCHNEIDER | PB |  | Menteng
KN12 | 0 | SCHNEIDER | CBOM |  | Menteng
K4 | 1175 | FLOUKIT-M | PGDB |  | Menteng
KN17 |  | FLUOKIT.M | PMT |  | Menteng
KN17 |  | FLUOKIT.M | PMT |  | Menteng
KN17 |  | FLUOKIT.M | PT |  | Menteng
KN17 |  | FLUOKIT.M | PGDB |  | Menteng
KN17 |  | FLUOKIT.M | B1 |  | Menteng
KN21 |  | FLUOKIT-M | PB |  | Menteng
KN21 |  | FLUOKIT-M | PMT |  | Menteng
KN21 |  | FLUOKIT-M | PMT |  | Menteng
KN82 | 779 | EGA | PMT |  | Menteng
KN82 | 1394 | EGA | PMT |  | Menteng
KN82 | 956 | EGA | PGC |  | Menteng
S17D | 0 | FLUOKIT M | LBS |  | Menteng
CK152 | 9507 | FLUOKIT M | PB TRAFO | 2005 | Marunda
BK52 |  | SIEMENS | PB TRAFO |  | Marunda
BK70 | 840 | FLUOKIT M | PB TRAFO | 1995 | Marunda
BK86 | 1216 | FLUOKIT M | PB TRAFO | 1997 | Marunda
BK113 | 2818 | FLUOKIT M | PB TRAFO | 2000 | Marunda
BK12B |  | FLUOKIT M | PB TRAFO |  | Marunda
KP64 | 4138 | FLUOKIT M | PB TRAFO |  | Marunda
KP64 | 4137 | FLUOKIT M | PB TRAFO |  | Marunda
CK45 |  | FLUOKIT M | PB TRAFO |  | Marunda
KP58 | 6031 | FLUOKIT M | PB TRAFO | 1997 | Marunda
BK84 | 6011 | FLUOKIT M | PB TRAFO | 1996 | Marunda
BK85 |  | FLUOKIT M | PB TRAFO |  | Marunda
BK136 | 3394 | FLUOKIT M | PB TRAFO | 2008 | Marunda
BK136 | 3393 | FLUOKIT M | PB TRAFO | 2008 | Marunda
BK130 | 3452 | FLUOKIT M | PB TRAFO | 2008 | Marunda
BK129 | 4812.12BF | EGA | PB TRAFO | 2012 | Marunda
KP29 | 500238821/2011-05 | ABB SAFEPLUS | PB TRAFO | 2010 | Marunda
MD61 | 1384 | FLUOKIT M | PB TRAFO | 1997 | Marunda
PK225 |  | FLUOKIT M | PB TRAFO |  | Marunda
MD9 | 12.1302 | ABB UNISWITCH | PB TRAFO | 2012 | Marunda
PK101B |  | FLUOKIT M | PB TRAFO |  | Marunda
KG137 |  | CONTACT PLASMA | LBS |  | Marunda
PK68C |  | CONTACT PLASMA | LBS |  | Marunda
CK193 |  | GAE GLS | LBS |  | Marunda
BK113 | 10523105 | CONTACT PLASMA | LBS | 2005 | Marunda
CK141 | 29972/158/13/01 | GAE GLS | LBS | 2013 | Marunda
CK141 | 1036/03 | CONTACT PLASMA | LBS | 2003 | Marunda
BK30 | 12384701 | CONTACT PLASMA | LBS |  | Marunda
KG137 |  | CONTACT PLASMA | LBS |  | Marunda
BK113 | 10413105 | CONTACT PLASMA | LBS | 2005 | Marunda
E59 | E 355-3 | SCHNEIDER | PB TRAFO | 2016 | Kramat Jati
KL187 | - | FLOUKIT M | PMT |  | Bulungan
KL187 | - | MERLIN GERLIN | CBO |  | Bulungan
KL190 | 0 | FLOUKIT M | PGC |  | Bulungan
KL190 | 0 | FLOUKIT M | LBS |  | Bulungan
KL190 | 0 | FLOUKIT M | LBS |  | Bulungan
KL193 | 0 | EGA | LBS MOTORIZE |  | Bulungan
KL193 | 0 | EGA | PB |  | Bulungan
KL193 | 0 | EGA | LBS MOTORIZE |  | Bulungan
KL195 | 0 | GAE | PMT |  | Bulungan
KL195 | 0 | GAE | PMT |  | Bulungan
KL195 | 0 | GAE | PB |  | Bulungan
KL20 | 0 | EGA | PB |  | Bulungan
KL20 | 0 | EGA | LBS MOTORIZE |  | Bulungan
KL20 | 0 | EGA | LBS |  | Bulungan
KL3 | 0 | SCHNEIDER | LBS MOTORIZE |  | Bulungan
KL3 | 0 | SCHNEIDER | LBS MOTORIZE |  | Bulungan
KL3 | 0 | KIT 27.2 | PB1 |  | Bulungan
KL3 | 0 | KIT 27.3 | PB2 |  | Bulungan
KL33 | 0 | EGA | CBO MOTORIZE |  | Bulungan
KB423 | 0 | SIEMENS | PB2 |  | Bulungan
KL33 | 0 | EGA | LBS MOTORIZE |  | Bulungan
KL33 | 0 | EGA | LBS |  | Bulungan
KB6 | 0 | SIEMENS | PB3 |  | Bulungan
KL36 | 0 | EGA | LBS MOTORIZE |  | Bulungan
KL36 | 0 | EGA | LBS |  | Bulungan
KB602 | 0 | EGA | CBO MOTORIZE |  | Bulungan
KL36 | 0 | EGA | CBO |  | Bulungan
KN107 | 0 | FLUOKIT M | LBS |  | Menteng
KN235 | 860.16 | EGA | PMT |  | Menteng
KN236 | 0 | SCHNEIDER | PGC |  | Menteng
KN237 | 109516216 | EGA | PGC |  | Menteng
S6N | S6N | SCHENIDER | PB | 2019 | Menteng
S6N | S6N | EGA | LBS MOTORIZE | 2019 | Menteng
S6N | S6N | EGA | LBS | 2019 | Menteng
S113 | W35-5-0015 | SCHNEIDER | LBS | 2018 | Menteng
S113 | W35-5-0017 | SCHNEIDER | LBS | 2018 | Menteng
S113 | 0356.18-234 | EGA | CBO | 2018 | Menteng
SN40 | - | SCHNEIDER | LBS |  | Menteng
MG43 | - | Schneider | ACO |  | Menteng
KS55 | 2350-17-213 | EGA | LBS | 2017 | Menteng
S20 | - | EGA | PB |  | Menteng
S20 | - | EGA | LBS |  | Menteng
S20 | - | EGA | LBS |  | Menteng
S20A | 0587.17.212 | EGA | LBS | 2017 | Menteng
S20A | 0732.17.213 | EGA | LBS Motorized | 2017 | Menteng
S20A | 0737.17.213 | EGA | LBS Motorized | 2017 | Menteng
S20A | CI-2017-W40-3-0024 | SCHNEIDER | PB | 2017 | Menteng
S20A | CI-2017-W40-2-0027 | SCHNEIDER | PB | 2017 | Menteng
S20B | - | EGA | PMT |  | Menteng
S20B | - | EGA | PMT |  | Menteng
S20B | - | EGA | PB |  | Menteng
S20C | - | EGA | PMT |  | Menteng
S20C | - | EGA | PB |  | Menteng
T431 | - | EGA | CBOM | 2021 | Menteng
S20D |  | FLUOKIT-M | PB |  | Menteng
S20D |  | FLUOKIT-M | PMT |  | Menteng
S20D |  | FLUOKIT-M | PMT |  | Menteng
S99 | 2018.W29.4.0031 | SCHNEIDER | LBS | 2018 | Menteng
S99 | 0243.18.234 | EGA | CBO | 2018 | Menteng
T431 | - | EGA | LBS | 2021 | Menteng
S88 |  | ABB | PMT |  | Menteng
S88 |  | ABB | PMT |  | Menteng
S88 |  | ABB | PB |  | Menteng
S4N | S 4N | GAE | PMT |  | Menteng
S4N | S 4N | GAE | PMT |  | Menteng
S4N | S 4N | GAE | PB |  | Menteng
S117 | S117 | KIT 25 | PB |  | Menteng
S117 |  | FLUOKIT-M | PT |  | Menteng
S117 |  | FLUOKIT-M | B1 |  | Menteng
S117 |  | FLUOKIT-M | PDGB |  | Menteng
S117 |  | FLUOKIT-M | PMT |  | Menteng
S117 |  | FLUOKIT-M | PMT |  | Menteng
S4B | 1665.17.212 | EGA | LBS | 2017 | Menteng
S4B | 2677.A.213 | EGA | LBS | 2017 | Menteng
S4B | 1608.18.214 | EGA | PB | 2018 | Menteng
S90 |  | FLUOKIT.M | PB |  | Menteng
S90 |  | ABB | PB |  | Menteng
S90 |  | FLUOKIT.M | PMT |  | Menteng
S90 |  | FLUOKIT.M | PMT |  | Menteng
S90 | 123 | FLUOKIT.M | PGC |  | Menteng
K149 | 0 | FLUOKIT-M | PB |  | Menteng
K149 | 0 | FLUOKIT-M | PGDB |  | Menteng
K149 | 0 | FLUOKIT-M | PT |  | Menteng
K16 | - | EGA | PMT |  | Menteng
K16 | - | EGA | PB |  | Menteng
SC1P | SC 1P - 28178 | EGA | PMT |  | Cempaka Putih
SC1P | SC 1P - 27361 | EGA | PB TRAFO |  | Cempaka Putih
K254P | K 254P - 12.1493 | ABB UNISWITCH ( M) | PMT | 2013 | Cempaka Putih
K254P | K 254P - 12.1568 | ABB UNISWITCH | PB TRAFO | 2013 | Cempaka Putih
PG425 | PG 425 - 28665 | GAE | PMT | 2012 | Cempaka Putih
RM71P | RM 71P | EGA | PMT |  | Cempaka Putih
TD397 | 0 | CONTACT PLASMA | LBS |  | Bulungan
TD397 | 0 | CONTACT PLASMA | PGC |  | Bulungan
TD397 | 0 | CONTACT PLASMA | LBS |  | Bulungan
TD3A | 2037 | EGA | LBS |  | Bulungan
KL236 | 0 | EGA | LBS |  | Bulungan
TD3A | - | EGA | PB |  | Bulungan
TD3A | 333 | EGA | PB |  | Bulungan
TD407 | 0 | SCHNEIDER | LBS |  | Bulungan
TD408 | 0 | GAE | LBS MOTORIZE |  | Bulungan
TD408 | 0 | EGA | PGC |  | Bulungan
TD408 | 0 | GAE | LBS MOTORIZE |  | Bulungan
TD411 | 0 | EGA | PB |  | Bulungan
TD412 | 0 | FLOUKIT M | PMT |  | Bulungan
TD412 | 0 | FLOUKIT M | PGDB |  | Bulungan
TD412 | 0 | FLOUKIT M | PMT |  | Bulungan
MN18P | 13-02226 | ABB | LBS | 2013 | Pondok Gede
PD57 |  | FLOUKIT M | PB |  | Pondok Gede
PD59P | HENDY28 | SIEMENS | PB |  | Pondok Gede
JR93P |  | SCHNEIDER RM6 | LBS |  | Pondok Gede
CK183 |  | SIEMENS | PT |  | Marunda
MP171 | MP 171 25580 | GAE | LBS | 2011 | Bulungan
KB541 | KB 541 14049 | FLOUKIT M | LBS |  | Bulungan
KB541 | KB 541 14117 | FLOUKIT M | LBS |  | Bulungan
TD378S | 0 | FLOUKIT M | PB |  | Bulungan
SN137 | 0463-15-213 | EGA | LBS |  | Bulungan
SN137 | 0272-15-212 | EGA | LBS MOTORIZE |  | Bulungan
SN137 | 0224-15-214 | EGA | PB |  | Bulungan
KL218 | KL 218 12.593 | ABB | LBS MOTORIZED |  | Bulungan
KL218 | KL 218 12.917 | ABB | LBS MOTORIZED |  | Bulungan
KL218 | KL 218 28246 | GAE | CBOG |  | Bulungan
KL217 | KL 217 W28-2-0029 | SCHNEIDER | LBS | 2012 | Bulungan
KL217 | KL 217 W28-2-0030 | SCHNEIDER | LBS | 2012 | Bulungan
KL217 | KL 217 W42-4-0018 | SCHNEIDER | CBOM | 2012 | Bulungan
KL216 | C1-2013-W16-3-0006 | SCHNEIDER | LBS MOTORIZE | 2013 | Bulungan
KL216 | C1-2013-W24-2-0006 | SCHNEIDER | LBS MOTORIZE | 2013 | Bulungan
KL216 | 1306652 | EGA | PB | 2013 | Bulungan
KL215 | 0937-21 | ULLUSOY | LBS MOTORIZE | 2021 | Bulungan
KP9 | - | FLUOKIT M | PB TRAFO |  | Marunda
BK72 | 25916214 | EGA | PB TRAFO | 2016 | Marunda
BK75 | 0384.17.214 | EGA | PB TRAFO | 2017 | Marunda
S82 | 2018.W35.4.0025 | SCHNEIDER | LBS |  | Menteng
S82 | 2018.W36.1.0002 | SCHNEIDER | LBS |  | Menteng
S82 | 0293.18.234 | EGA | CBO |  | Menteng
KN226 | - | SCHNEIDER | CBOM | 2016 | Menteng
T255 | - | EGA | LBS | 2021 | Menteng
S68 | S68 | EGA | PGC | 2017 | Menteng
S68 | S68 | EGA | LBS MOTORIZE | 2017 | Menteng
S68 | S68 | EGA | LBS | 2017 | Menteng
S68 | S68 | EGA | PGC |  | Menteng
SP218 | - | FLOUKIT M | B1 |  | Menteng
TT53 | - | SCHNEIDER | CBOM |  | Menteng
S1 | 0 | GAE | PMT |  | Menteng
S1 | 0 | GAE | PMT |  | Menteng
S1 | 0 | EGA | PMT |  | Menteng
S1 | 0 | FLUOKIT-M | PB |  | Menteng
S69 | S69 | EGA | PGC |  | Menteng
S69 | S69 | EGA | PMT |  | Menteng
S69 | S69 | EGA | PMT |  | Menteng
S69 | S69 | EGA | PGC |  | Menteng
SP7 | INZN.23126/M0006 | ABB | CBO | 2013 | Menteng
BN34 | 62271-200 | SCHNEIDER | PMT |  | Menteng
BN30 | 62271200 | SCHNEIDER | CBOM | 2018 | Menteng
BN30 | 62271200 | SCHNEIDER | ACO | 2018 | Menteng
S37 | 22241/032/10/01/E6 | GAE | LBS | 2010 | Menteng
S37 | 22192/032/10/01/E6 | GAE | LBS | 2010 | Menteng
S37 | 18236 | GAE | PB | 2002 | Menteng
S37 | 22026/066/09/03/E6 | GAE | PGC | 2003 | Menteng
TT35 | - | SCHNEIDER | LBS |  | Menteng
KN98 | 0 | ABB | PMT |  | Menteng
S33 | 22205/031/10/02/E6 | GAE | PB | 2010 | Menteng
S33 | 22207/032/10/02/E6 | GAE | PB | 2010 | Menteng
S33 | 22474/032/10/01/E6 | GAE | LBS | 2010 | Menteng
S33 | 22023/066/09/03/E6 | GAE | CBO | 2009 | Menteng
S33 | 22187/032/10/01/E6 | GAE | LBS | 2010 | Menteng
S33 | 22240/032/10/01/E6 | GAE | LBS | 2010 | Menteng
S46 |  | MG SM6 | PB |  | Menteng
MD64 | 25474/083/11/03/E6 | GAE DSA | PGC | 2011 | Marunda
KG259 | 1305 | FLUOKIT M | PGDB |  | Marunda
KG95 |  | FLUOKIT M | PGC |  | Marunda
PK68B | 73911300220021 | SIEMENS | LBS | 2005 | Marunda
KG156 |  | SIEMENS | LBS |  | Marunda
PM127A | PM 127A | SCHNEIDER | PB-1 |  | Lenteng Agung
PM137S | PM 137S | ABB | LBS-1 |  | Lenteng Agung
PM137S | PM 137S | ABB | LBS-2 |  | Lenteng Agung
PM137S | PM 137S | ABB | PB-1 |  | Lenteng Agung
PM137S | PM 137S | ABB | PB-2 |  | Lenteng Agung
PL169 | 28711/036/13/01/E6 | GAE | LBS MOTORIZE | 2013 | Pondok Kopi
PL169 | CI-2015-W28-3-0026 | SCHNEIDER SM6 | LBS MOTORIZE | 2015 | Pondok Kopi
PL169 | CI-2016-W02-1-0018 | SCHNEIDER SM6 | CBOM | 2016 | Pondok Kopi
KL47 | 0 | GAE | LBS |  | Bulungan
KL47 | 0 | GAE | LBS |  | Bulungan
KL47 | 0 | GAE | PB |  | Bulungan
PP75 | 0 | ABB | LBS MOTORIZE |  | Bulungan
KL56 | 0 | ABB | PB |  | Bulungan
KL56 | 0 | SCHNEIDER | PMT |  | Bulungan
KL5A | 0 | SCHNEIDER | PB |  | Bulungan
KL5A | 0 | SCHNEIDER | PMT |  | Bulungan
KL5A | 0 | SCHNEIDER | PMT |  | Bulungan
KL68 | 0 | EGA | PB |  | Bulungan
KL68 | 0 | EGA | LBS MOTORIZE |  | Bulungan
KL68 | 0 | EGA | LBS |  | Bulungan
GH0148 |  | GAE | CBOM |  | Marunda
KG126 |  | ABB BC5 | B1 |  | Marunda
DT35 | CI.2017-W43-2-0038 | SCHENEIDER | LBS-1 |  | Lenteng Agung
DT35 | CI.2017-W43-4-0008 | SCHENEIDER | LBS-2 |  | Lenteng Agung
DT35 | 0301.18.214 | EGA | PB-1 |  | Lenteng Agung
KB550 | KB 550 1360019 | MERLIN GERLIN | LBS |  | Bulungan
PM111 | PM 111 | EGA | LBS-2 |  | Lenteng Agung
PM111 | PM 111 | EGA | PB-1 |  | Lenteng Agung
PM112 | PM 112 | SCHENEIDER | LBS-1 |  | Lenteng Agung
PM112 | PM 112 | SCHENEIDER | LBS-2 |  | Lenteng Agung
PM112 | PM 112 | EGA | PB-2 |  | Lenteng Agung
PM112 | PM 112 | EGA | CBOG-1 |  | Lenteng Agung
PM115 | PM 115 | EGA | LBS-1 |  | Lenteng Agung
PM115 | PM 115 | EGA | LBS-2 |  | Lenteng Agung
PM115 | PM 115 | EGA | PB-1 |  | Lenteng Agung
PM115 | PM 115 | EGA | PB-2 |  | Lenteng Agung
MP164 | MP 164 4687 | FLOUKIT M | PB |  | Bulungan
MN41 | 1304679 | EGA | LBS | 2013 | Pondok Gede
MN41 | 1304727 | EGA | LBS | 2013 | Pondok Gede
MN41 | 1304313 | EGA | PB | 2013 | Pondok Gede
BK32 |  | FLUOKIT M | PB TRAFO |  | Marunda
PK211 |  | SCHENEIDEER RM6 | LBS |  | Marunda
KG294 |  | MG SM6 | LBS |  | Marunda
KG235 |  | EGA | LBS |  | Marunda
CL18 |  | MG SM6 | LBS |  | Marunda
PGS5 |  | SCHNEIDEER SM6 | LBS |  | Marunda
PK211 |  | SCHENEIDEER RM6 | LBS |  | Marunda
KB364 | 130210401 | ABB | PGDB |  | Menteng
KB364 | 130210402 | KIT-27,2 | B1 |  | Menteng
KB364 | 130210403 | KIT-27,2 | PGDB |  | Menteng
KB364 | 130210404 | KIT-27,2 | LBS Manual |  | Menteng
KB364 | 130210405 | KIT-27,2 | LBS Manual |  | Menteng
KB364 | 130210406 | KIT-27,2 | PT |  | Menteng
KB364 | 130210407 | KIT-27,3 | PT |  | Menteng
KB364 |  | ABB | B1 |  | Menteng
D102C | - | EGA | PMT | 2017 | Menteng
D102C | - | EGA | PB | 2017 | Menteng
D102C | - | EGA | CBO-JAR | 2017 | Menteng
D165 | - | Schneider SM6 | PMT |  | Menteng
D165 | - | Schneider SM6 | PMT |  | Menteng
TD413 | 2343.17.212 | EGA | LBS MOTORIZE | 2017 | Bulungan
TD413 | CI-2013-w45-3-0028/2013 | SCHNEIDER | LBS | 2013 | Bulungan
TD413 | CI-2017-w09-1-0028/2017 | SCHNEIDER | LBS | 2017 | Bulungan
TD415 | 0 | SCHNEIDER | PB |  | Bulungan
TD415 | 0 | SCHNEIDER | PMT MOTORIZE |  | Bulungan
TD415 | 0 | SCHNEIDER | PMT MOTORIZE |  | Bulungan
TD421 | 0 | FLOUKIT M | PB |  | Bulungan
TD421 | 0 | FLOUKIT M | PMT |  | Bulungan
TD421 | 0 | FLOUKIT M | PMT |  | Bulungan
TD43 | 1612388/2016 | EGA | PB | 2016 | Bulungan
TD43 | 1612419/2016 | EGA | LBS | 2016 | Bulungan
TD43 | 1609445/2016 | EGA | PMT | 2016 | Bulungan
MP145 | 0 | GAE | PGC |  | Bulungan
MP134 | 0 | GAE | B1 |  | Bulungan
MP219 | 0 | SCHNEIDER | LBS |  | Bulungan
MP208 | 0 | EGA | PB |  | Bulungan
KB580 | 0 | SCHNEIDER | CBO |  | Bulungan
TD4N | 0 | EGA | LBS |  | Bulungan
TD4N | 0 | EGA | LBS MOTORIZE |  | Bulungan
TD4N | 0 | SCHNEIDER | PB1 |  | Bulungan
TD4N | 0 | SCHNEIDER | PB2 |  | Bulungan
TD51 | 0 | MERLIN GERLIN HITAM | LBS MOTORIZE |  | Bulungan
TD51 | 0 | MERLIN GERLIN HITAM | LBS MOTORIZE |  | Bulungan
TD52 | 0 | FLOUKIT M | PMT |  | Bulungan
TD52 | 2273 | FLOUKIT M | PB |  | Bulungan
KG407 |  | GAE GLS | LBS |  | Marunda
KG51A |  | GAE | LBS |  | Marunda
MD96 | 25280/107/11/4E6 | GAE GLS | LBS | 2011 | Marunda
CK193 |  | GAE GLS | LBS |  | Marunda
BK26 | 19587 | GAE | LBS | 2004 | Marunda
GH0094 |  | EGA | LBS |  | Marunda
BK210 | 42 | SCHNEIDER SM6 | LBS | 2016 | Marunda
BK210 | 42 | SCHNEIDER SM6 | LBS | 2016 | Marunda
PK29C |  | EGA | LBS |  | Marunda
CL12 |  | SCHNEIDER SM6 | PGC |  | Marunda
KG21 |  | FLUOMATIC | PB |  | Marunda
PK127A |  | FLUOMATIC | PB |  | Marunda
BK23 |  | FLUOMATIC | PB |  | Marunda
PG72A |  | FLUOMATIC | PB |  | Marunda
D260 |  | FLUOKIT-M | PMT |  | Menteng
D260 |  | FLUOKIT-M | PB |  | Menteng
D260 |  | FLUOKIT-M | PMT |  | Menteng
SP139 | - | EGA | PB | 2017 | Menteng
SP139 | - | EGA | PMT | 2017 | Menteng
SP139 | - | EGA | PB | 2017 | Menteng
SP139 | - | EGA | CBO-JAR | 2017 | Menteng
S153 | W43.3.0040 | SCHNEIDER | LBS |  | Menteng
T341P | . | ABB SAFEPLUS | PB |  | Menteng
S153 | W46.5.0019 | SCHNEIDER | LBS |  | Menteng
D198 | - | EGA | PMT |  | Menteng
D198 | - | EGA | PMT |  | Menteng
D198 | - | EGA | CBOM |  | Menteng
SP49 |  | FLUOKIT-M | PMT |  | Menteng
BK98 | CI-2017-204-5-0040 | SCHNEIDER SM6 | PB TRAFO | 2017 | Marunda
CK91 |  | F&G | PB TRAFO |  | Marunda
BK58 | 43416214 | EGA | PB TRAFO | 2016 | Marunda
PK185 |  | EGA | PB TRAFO |  | Marunda
KG247 |  | SCHNEIDER SM6 | PB TRAFO | 2014 | Marunda
MD59 | CI-2017-W29-5-0030 | SCHNEIDER SM6 | PB TRAFO | 2017 | Marunda
KP47 |  | EGA | PB TRAFO |  | Marunda
KP56 | 20002 | GAE | PB TRAFO | 2005 | Marunda
BK77 | 0244.16.214 | EGA | PB TRAFO | 2016 | Marunda
BK68 |  | EGA | PB TRAFO |  | Marunda
CKG80 | 13.0333 | ABB | PB | 2013 | Cengkareng
JW54 | 12548 | FLUOKIT M24 | LBS | 2010 | Pondok Gede
E338 | E338-4 | SCHNEIDER | LBS | 2012 | Kramat Jati
RM73 | RM 73 | SCHNEIDER | CBOG | 2018 | Cempaka Putih
RM73 | RM 73 | SCHNEIDER | LBS | 2012 | Cempaka Putih
RM73 | RM 73 | SCHNEIDER | CBOM | 2012 | Cempaka Putih
E96 | E96-4 | SCHNEIDER | CBOG | 2016 | Kramat Jati
TP108P | TP 108P - 13.0376 | ABB UNISWITCH (M) | PMT MOTORIZE | 2013 | Cempaka Putih
TP108P | TP 108P - 13.0350 | ABB UNISWITCH | PB TRAFO | 2013 | Cempaka Putih
KDR145 | 1791-13 | EGA | PMT | 2016 | Cengkareng
KDR145 | 1761-13 | EGA | PMT | 2013 | Cengkareng
PS170 | PS 170 | GAE | PMT |  | Cempaka Putih
PS172 | PS 172 | SCHNEIDER SM6 | PMT | 2010 | Cempaka Putih
RM13 | RM 13 | KIT 25 | PMT |  | Cempaka Putih
RM13 | RM 13 | KIT 25 | PB 1 |  | Cempaka Putih
RM14N | RM 14 | SCHNEIDER SM6 | PMT |  | Cempaka Putih
RM18 | RM 18 | SCHNEIDER SM6 | PMT |  | Cempaka Putih
RM18 | RM 18 | SCHNEIDER SM6 | PGC |  | Cempaka Putih
RM33 | RM 33 | GAE | PMT |  | Cempaka Putih
S11 | S 11 | ULUSOY ELECTRIC | PB 2 |  | Cempaka Putih
PG426 | PG 426 - W 17-4-0017 | SM6 | PMT | 2013 | Cempaka Putih
PG426 | PG 426 - W 17-4-09 | SM6 | PMT | 2013 | Cempaka Putih
PG426 | PG 426 - W17-5-0005 | SM6 | PGC | 2013 | Cempaka Putih
MP109 | 0 | SCHNEIDER | PGC |  | Bulungan
MP109 | 0 | SCHNEIDER | LBS |  | Bulungan
MP11 | - | KIT 25 | PB |  | Bulungan
MP11 | - | ABB | PB |  | Bulungan
MP11 | - | ABB | PMT |  | Bulungan
MP11 | - | ABB | PMT |  | Bulungan
MP110 | 0 | SCHNEIDER | PMT |  | Bulungan
MP110 | 0 | SCHNEIDER | PMT |  | Bulungan
TD31 | 0 | SCHNEIDER | PB |  | Bulungan
MP111 | 0 | SCHNEIDER | LBS MOTORIZE |  | Bulungan
MP111 | 0 | SCHNEIDER | LBS MOTORIZE |  | Bulungan
MP112 | 0 | SCHNEIDER | CBO MOTORIZE | 2004 | Bulungan
MP112 | 0 | SCHNEIDER | CBO MOTORIZE | 2004 | Bulungan
MP112 | 0 | SCHNEIDER | CBO MOTORIZE | 2004 | Bulungan
MP113 | 0 | SIEMENS | PB |  | Bulungan
MP113 | 7334700 | SIEMENS | LBS |  | Bulungan
MP113 | 030/011 | SIEMENS | LBS |  | Bulungan
MP114 | 401617 | MERLIN GERIN | PB |  | Bulungan
MP114 | 0 | EGA | CBO MOTORIZE |  | Bulungan
MP114 | 402269 | MERLIN GERIN | LBS |  | Bulungan
MP115 | 0 | SIEMENS | LBS |  | Bulungan
MP115 | 0 | SIEMENS | PB |  | Bulungan
MP115 | 733471-00030 | SIEMENS | LBS | 2004 | Bulungan
MP116 | 402142 | SCHNEIDER | CBO MOTORIZE |  | Bulungan
MP116 | 401811 | SCHNEIDER | CBO MOTORIZE |  | Bulungan
MP116 | 401792 | SCHNEIDER | CBO MOTORIZE |  | Bulungan
MP117 | 0 | EGA | LBS MOTORIZE |  | Bulungan
MP117 | 401903 | SCHNEIDER | LBS |  | Bulungan
MP118 | 0 | SCHNEIDER | CBO MOTORIZE |  | Bulungan
MP118 | 0 | SCHNEIDER | CBO MOTORIZE |  | Bulungan
MP118 | 0 | SCHNEIDER | CBO MOTORIZE |  | Bulungan
MP119 | - | FLOUKIT M | LBS |  | Bulungan
MP119 | 0 | SIEMENS | PGC |  | Bulungan
MP119 | - | FLOUKIT M | LBS |  | Bulungan
TG20 | CI-2018-W19-1-0024 | SCHNEIDER | LBS | 2018 | Menteng
TG20 | 2637.17.213 | EGA | LBS MOT | 2017 | Menteng
TG20 | 1610.18.214 | EGA | PB1 | 2018 | Menteng
D144N | - | SCHNEIDER | PMT |  | Menteng
TG20A | - | FLOUKIT-M | LBS |  | Menteng
TG20A | - | FLOUKIT-M | LBS |  | Menteng
TG20A | - | FLOUKIT-M | PB |  | Menteng
TG20A | - | FLOUKIT-M | PB2 |  | Menteng
TG35A | CI-2018-W19-4-0006 | SCHNEIDER | LBS | 2018 | Menteng
TG35A | 2827.17.213 | EGA | LBS MOT | 2017 | Menteng
TG35A | 1509.18.214 | EGA | PB | 2018 | Menteng
TG35 | - | SCHNEIDER | PMT |  | Menteng
TG35 | - | SCHNEIDER | PB |  | Menteng
TG35 | - | SCHNEIDER | PMT |  | Menteng
KG258 |  | FLUOKIT M | LBS |  | Marunda
KG258 |  | FLUOKIT M | LBS |  | Marunda
MD74 | 4052 | FLUOKIT M | LBS | 2006 | Marunda
BK125 | 11816 | FLUOKIT M | LBS | 2009 | Marunda
KG21 |  | FLUOMATIC | LBS |  | Marunda
D165 | - | Schneider SM6 | PB |  | Menteng
D62N | - | SCHENDER MOTORICE | PMT | 2018 | Menteng
D62N | - | SCHENDER | PMT | 2018 | Menteng
D62N | 1548.18.214 | EGA | PB | 2018 | Menteng
D45 | - | EGA | PB | 2016 | Menteng
D45 | - | EGA | PMT | 2016 | Menteng
D45 | - | EGA | PMT | 2016 | Menteng
D182 |  | MG V6 | PMT |  | Menteng
D182 |  | MG VM6 | PMT |  | Menteng
D182 |  | KIT-27,3 | PGDB |  | Menteng
D182 |  | KIT-25 | PB2 |  | Menteng
D182 |  | KIT-27,2 | PB3 |  | Menteng
D182 |  | KIT-25 | PB1 |  | Menteng
D182 |  | KIT-25 | PB4 |  | Menteng
T144 | 0 | KIT-25 | PMT |  | Menteng
D141A | D 141A | GAE | PGC |  | Menteng
SP503 | - | MERLIN GERIN | PT |  | Menteng
BANK1 | 2442 | EGA | PGDB |  | Menteng
D105 | 10756 | FLOUKIT-M | PMT | 2008 | Menteng
DT16 | - | FLOUKIT-M+ | LBS |  | Jatinegara
DT16 | - | FLOUKIT-M+ | LBS |  | Jatinegara
KM32 | 12685 | FLOUKIT-M+ | LBS | 2010 | Jatinegara
KM32 | 12686 | FLOUKIT-M+ | LBS | 2010 | Jatinegara
TB9 | 1701 | FLOUKIT-M | PT | 1995 | Jatinegara
K216 | 11514 | FLOUKIT-M | LBS | 2001 | Jatinegara
K216 | 10627 | FLOUKIT-M | LBS | 2001 | Jatinegara
K227 | NO NAMEPLATE | KIT 27.2 | LBS | 1990 | Jatinegara
K220 | 131192 | ABB | LBS | 2013 | Jatinegara
K227 | NO NAMEPLATE | KIT 27.2 | LBS | 1990 | Jatinegara
K220 | 131267 | ABB | LBS | 2013 | Jatinegara
K227 | NO NAMEPLATE | KIT 27.2 | B1 | 1990 | Jatinegara
K220 | 1024.13.BF | EGA | PB | 2013 | Jatinegara
PM28 | 1052-20 | ULUSOY | LBS | 2020 | Jatinegara
PM28 | 1164-20 | ULUSOY | PB | 2020 | Jatinegara
KM78 | 12907 | ABB | LBS | 2012 | Jatinegara
K20N | 130231 | ABB | LBS | 2013 | Jatinegara
K20N | 1302307 | ABB | LBS | 2013 | Jatinegara
PM28 | 0939-20 | ULUSOY | LBS | 2020 | Jatinegara
PM28 | 2110-19 | ULUSOY | PB | 2019 | Jatinegara
KM51 | SM0403007 | MG | LBS | 2004 | Jatinegara
TB14 | S9501943 | MG | LBS | 2015 | Jatinegara
KM38 | 95273117 | MG | LBS | 2005 | Jatinegara
K229 | SM0201436 | MG | LBS | 2002 | Jatinegara
KM51 | SM0402849 | MG | LBS | 2004 | Jatinegara
CK164 | 20429102 | ORMAZABAL | LBS | 2005 | Marunda
CK164 |  | ORMAZABAL | LBS |  | Marunda
CK186 |  | ORMAZABAL | LBS |  | Marunda
CK186 |  | ORMAZABAL | LBS |  | Marunda
PK96 |  | ORMAZABAL | LBS |  | Marunda
CK178 |  | ORMAZABAL | LBS |  | Marunda
GH0008 |  | EGA | LBS |  | Marunda
PK222 |  | ORMAZABAL | LBS |  | Marunda
PK220 |  | ORMAZABAL | LBS |  | Marunda
PK222 |  | ORMAZABAL | PB TRAFO |  | Marunda
PK106 |  | ORMAZABAL | PB TRAFO |  | Marunda
T51 | T51 | FLUOKIT M | PGDB |  | Menteng
T51 | T51 | KIT-27,2 | B1 |  | Menteng
KS36 | - | SCHNEIDER | LBS | 2018 | Menteng
KS36 | KS36 | SCHNEIDER | LBS MOTORIZE | 2018 | Menteng
KS36 | KS36 | SCHNEIDER | CBO |  | Menteng
K142 | - | - | - |  | Menteng
KS29 | - | Schneider | PB |  | Menteng
KS29 | - | Schneider | PMT |  | Menteng
SP49 | - | FLUOKIT-M | LBS |  | Menteng
SP49 | - | ULUSOY | PGC |  | Menteng
SP49 | - | KIT-27.3 | PT |  | Menteng
SP49 | - | KIT-27.3 | PGDB |  | Menteng
SP49 | - | KIT-27.2 | PB |  | Menteng
D61 | - | SCHNEIDER RM6 | PMT | 2019 | Menteng
D61 | - | SCHNEIDER RM6 | PB | 2019 | Menteng
SP217 | 0 | FLOUKIT - M | PMT |  | Menteng
SP217 | 0 | FLOUKIT - M | PMT |  | Menteng
SP217 | 0 | FLOUKIT - M | PT |  | Menteng
SP48 | - | EGA | PB | 2017 | Menteng
SP48 | - | EGA | PMT | 2017 | Menteng
KS55 | 2518-17-213 | EGA | LBS | 2017 | Menteng
KS55 | 2544-17-213 | EGA | LBS | 2017 | Menteng
KS55 | 2112-17-213 | EGA | LBS | 2017 | Menteng
D324P | - | ABB SAFEPLUS | PMT |  | Menteng
D324P | - | ABB SAFEPLUS | PB |  | Menteng
TT53 | - | SCHNEIDER | PGC |  | Menteng
D324P | - | ABB SAFEPLUS | PMT |  | Menteng
D8 | - | GAE | PMT | 2016 | Menteng
D8 | - | GAE | PB | 2016 | Menteng
D8 | - | GAE | PMT | 2016 | Menteng
D202 | CI-2013-W37-2-0012 | SCHNEIDER | LBS Motorized | 2013 | Menteng
D202 | CI-2013-W37-6-0019 | SCHNEIDER | LBS Motorized | 2013 | Menteng
D202 | CI-2013-W37-5-0007 | SCHNEIDER | CBO | 2013 | Menteng
KN226 | 0 | EGA | PMT | 2016 | Menteng
KN226 | 0 | EGA | PMT | 2016 | Menteng
D242 | 0516-20 | EGA | LBS | 2020 | Menteng
D242 | 0515-20 | EGA | LBS | 2020 | Menteng
D242 | 0011-21 | EGA | CBOM | 2021 | Menteng
D252 | W27-4-0033 | SCHNEIDER | LBS |  | Menteng
D252 | 0216-18-254 | EGA | CBO |  | Menteng
DT11 | - | EGA | CBOM |  | Menteng
T255 | - | ULUSOY | CBOM | 2021 | Menteng
D147 | 123 | KIT 27.2 | PB |  | Menteng
D147 | 123 | KIT 25 | PB |  | Menteng
D147 | 123 | FLUOKIT M | PGDB |  | Menteng
D147 | 123 | KIT 27.2 | PT |  | Menteng
D147 | 123 | KIT 25 | PB |  | Menteng
D147 | 123 | KIT 25 | PMS |  | Menteng
D147 | 123 | KIT 25 | PMT |  | Menteng
D147 | 123 | KIT 27.2 | PGC |  | Menteng
D147 | 123 | KIT 25 | PB |  | Menteng
D147 | 123 | FLUOKIT M | PB |  | Menteng
D143 | D 143.1 | EGA | PB |  | Menteng
D143 | D 143.2 | EGA | PMT |  | Menteng
D143 | D 143.3 | EGA | PMT |  | Menteng
D143 | D 143.4 | EGA | PB |  | Menteng
D173 | - | FLOUKIT M | PMT |  | Menteng
D173 | - | FLOUKIT M | PB2 |  | Menteng
D173 | - | FLOUKIT M | PB1 |  | Menteng
D173 | - | FLOUKIT M | PMT |  | Menteng
D150 | W04-4-1404 | Schneider | PB | 2020 | Menteng
D150 | W36-3-1402 | Schneider | LBS | 2019 | Menteng
D27 | D27 | SCHNEIDER SM6 | LBS MOTORIZE | 2018 | Menteng
D27 | D27 | SCHNEIDER SM6 | PB | 2018 | Menteng
D27 | RMU 1993/129 | SCHNEIDER | CB MOTORIZE | 2018 | Menteng
D153 | W40-3-0036 | Schneider | PB | 2019 | Menteng
D153 | W42-4-0009 | Schneider | PB | 2019 | Menteng
D153 | 0043-21 | EGA | LBS | 2021 | Menteng
D255 | D255 | SCHNEIDER | LBS |  | Menteng
D255 | D255 | SCHNEIDER | LBS |  | Menteng
D255 | D255 | SCHNEIDER | PB |  | Menteng
D148A | D148A | EGA | PB2 | 2019 | Menteng
D148A | D148A | EGA | PB1 | 2019 | Menteng
D148A | D148A | EGA | LBS MOTORIZE | 2019 | Menteng
D115B | D 115.1 | EGA | PB |  | Menteng
D115B | D 115B | EGA | PMS |  | Menteng
D115B | D 115B | EGA | PMT |  | Menteng
D115B | D 115B | EGA | PMT |  | Menteng
BK60 |  | FLUOKIT M | PB |  | Marunda
BK115 | 0269.16.214 | EGA | PB | 2016 | Marunda
CK44E | 2021CSF61015 | ORMAZABAL | PB | 2021 | Marunda
MD1 | - | FLUOKIT M | PB | 2016 | Marunda
KG200 |  | KIT 25 | PB |  | Marunda
MD79 | 1352 | FLUOKIT M | PGC | 2007 | Marunda
KG199 |  | FLUOKIT M BIRU | PGC |  | Marunda
CK193 |  | GAE GDSA | PGC |  | Marunda
S11D | S 11D | FLUKIT M | PMT |  | Cempaka Putih
S11E | 24861/105/11/01/E6 | GAE | PMT | 2011 | Cempaka Putih
S11F | S 11F | SCHNEIDER SM6 | PMT |  | Cempaka Putih
S21 | S 21 | FLUKIT M | PMT |  | Cempaka Putih
S21BN | S 21B | EGA | PMT |  | Cempaka Putih
S21F | S 21F | EGA | PMT |  | Cempaka Putih
S22N | S 22 - 150213.BL | EGA (MOTORIZE) | PMT | 2013 | Cempaka Putih
S22E | S 22E | SCHNEIDER SM6 | PMT |  | Cempaka Putih
S28 | S 28 | EGA | PMT |  | Cempaka Putih
S34B | S 34B | EGA | PMT |  | Cempaka Putih
S34D | S 34D | SCHNEIDER SM6 | PMT |  | Cempaka Putih
S35 | S 35 | EGA | PMT |  | Cempaka Putih
K51C | K 51C | SCHNEIDER SM6 | PMT |  | Cempaka Putih
TP11 | TP 11 | SCHNEIDER SM6 | PMT |  | Cempaka Putih
CK172 |  | FLUOKIT M | CBOM |  | Marunda
KG49 |  | FLUOKIT M | CBOM |  | Marunda
PK259 |  | FLUOKIT M | CBOM |  | Marunda
GH0148 |  | GAE | CBOM |  | Marunda
K66B | SM0603384 | MG | LBS | 2006 | Jatinegara
GH0108 |  | MG SM6 | LBS |  | Jatinegara
K200 | SM9607007 | MG | PT | 1996 | Jatinegara
TB8 | S9502493 | MG | PT | 1995 | Jatinegara
TB8 | S9503611 | MG | PT | 1995 | Jatinegara
K229 | SM0201385 | MG | PGDB | 2002 | Jatinegara
KB167 | Cl-2018-W34-1-1401 | SCHNEIDER RM6 | LBS MOTORISE | 2018 | Jatinegara
E7D | E7D-1 | SCHNEIDER | LBS | 2016 | Kramat Jati
E7D | E7D-2 | SCHNEIDER | LBS (MOTORIZE) | 2017 | Kramat Jati
E7D | E7D-3 | SCHNEIDER | PB TRAFO | 2017 | Kramat Jati
E367 | E367-2 | ABB | LBS | 2011 | Kramat Jati
TP52 | TP 52 | FLUKIT M | PB 2 |  | Cempaka Putih
KDR93 | 839-13 | GAE | PB | 2013 | Cengkareng
S140 | 2077-13-BL | SCHNEIDER | PMT | 2013 | Menteng
KG283 |  | FLUOKIT M | PT |  | Marunda
KG315 |  | EGA | PB TRAFO |  | Marunda
KG255 |  | MG SM6 | B1 |  | Marunda
PK206 |  | MG SM6 | B1 |  | Marunda
KG160 |  | MG SM6 | B1 |  | Marunda
CK57 |  | MG SM6 | B1 |  | Marunda
KG281 |  | FLUOKIT M | LBS |  | Marunda
CK173 | 10817 | FLUOKIT M | LBS | 2008 | Marunda
KG26 | 9058 | FLUOKIT M | LBS | 2014 | Marunda
KG26 | - | FLUOKIT M | LBS | 1995 | Marunda
KG208 | 717 | FLUOKIT M | LBS |  | Marunda
KG208 | - | SCHNEIDER SM6 | CBOM |  | Marunda
PGS11 | 2839 | FLUOKIT M | LBS |  | Marunda
BK116 |  | SCHNEIDER SM6 | LBS |  | Marunda
CK25 | 2893 | FLUOKIT M | LBS |  | Marunda
PK13 |  | EGA | LBS |  | Marunda
KG283 |  | FLUOKIT M | LBS |  | Marunda
BK74 | - | ORMAZABAL | LBS |  | Marunda
PK183 |  | FLUOKIT M | LBS |  | Marunda
BK168 | 14665 | FLUOKIT M | LBS | 2011 | Marunda
KP10 | 14410 | FLUOKIT M | LBS | 2011 | Marunda
PK44F |  | SCHNEIDER SM6 | LBS |  | Marunda
PK95A |  | KIT 27.2 | LBS |  | Marunda
PK95A |  | KIT 27.2 | LBS |  | Marunda
GH0094 |  | EGA | LBS |  | Marunda
GH0027 |  | ABB UNISWITCH | LBS |  | Marunda
CK67 | 450.17.212 | EGA | LBS | 2017 | Marunda
CK67 | 04.512.211 | EGA | CBOM | 2017 | Marunda
BK32 |  | MG SM6 | LBS |  | Marunda
BK32 |  | MG SM6 | LBS |  | Marunda
PK156 |  | MG SM6 | LBS |  | Marunda
PK161 | SM0400533 | MG SM6 | LBS |  | Marunda
CK44F |  | KIT 27.2 | LBS |  | Marunda
KP48 |  | SCHNEIDER SM6 | LBS |  | Marunda
MG60 | 0 | FLUOKIT-M | PMT |  | Menteng
MG60 | 0 | ABB | PB |  | Menteng
MG60 | 0 | FLUOKIT-M | PMT |  | Menteng
KN249 | IEC62271-200 | MG SM6 | LBS |  | Menteng
KN19 |  | MG SM6 | B1 |  | Menteng
KN19 |  | MG SM6 | PGDB |  | Menteng
KN19 |  | MG SM6 | PMT |  | Menteng
KN19 |  | MG SM6 | PT |  | Menteng
MG105 |  | FLUOKIT-M | B1 |  | Menteng
MG105 |  | FLUOKIT-M | PMT |  | Menteng
MG105 |  | FLUOKIT-M | PMT |  | Menteng
MG105 |  | FLUOKIT-M | PGDB |  | Menteng
BN1 |  | MG VM6 | PMT |  | Menteng
BN1 |  | MG VM6 | PMT |  | Menteng
BN1 |  | MG VM6 | PT |  | Menteng
BN1 |  | MG VM6 | PGDB |  | Menteng
PK210N |  | SCHNEIDER SM6 | LBS |  | Marunda
BK138 | 12018 | FLUOKIT M | LBS | 2009 | Marunda
KP42 | 6056 | FLUOKIT M | LBS | 1996 | Marunda
CK25 | 2869 | FLUOKIT M | LBS |  | Marunda
BK12B | 3758 | FLUOKIT M | LBS |  | Marunda
BK74 | - | ORMAZABAL | LBS |  | Marunda
CK162 |  | FLUOKIT M | LBS |  | Marunda
BK128 | 11813 | FLUOKIT M | LBS | 2009 | Marunda
PK229 |  | FLUOKIT M | LBS |  | Marunda
MD6 | 11488 | FLUOKIT M | LBS | 2008 | Marunda
KS29 | - | Schneider | PMT |  | Menteng
D164 | D 164 | FLUOKIT M | B1 |  | Menteng
D164 | D 164 | FLUOMATIC | PMT |  | Menteng
D164 | D 164 | FLUOMATIC | PMT |  | Menteng
D164 | D 164 | FLUOKIT-M | PT |  | Menteng
SP129 | - | KIT 25 | PB |  | Menteng
D164 | D 164 | FLUOKIT M | PB |  | Menteng
KB34 | 114013BF | EGA | PB | 2013 | Menteng
D369 | W40-4-0001 | SCHNEIDER | LBS | 2019 | Menteng
MG103 | - | SCHNEIDER | LBS MOTORIZE | 2019 | Menteng
D369 | - | SCHNEIDER | LBS | 2019 | Menteng
D108 |  | ABB | PB |  | Menteng
D108 |  | ABB | PT |  | Menteng
D108 |  | FLUOKIT-M | PMT |  | Menteng
D108 | D108 | FLUOKIT M | PGDB |  | Menteng
D108 |  | ABB | PB |  | Menteng
D108 |  | FLUOKIT-M | PMT |  | Menteng
D181 |  | KIT-25 | PT |  | Menteng
D181 |  | KIT-25 | PMT |  | Menteng
D181 |  | KIT-25 | PMT |  | Menteng
D181 |  | KIT-25 | PB |  | Menteng
KS62 | W20-1-0046 | SCHNEIDER | LBS | 2018 | Menteng
KS62 | W19-4-0025 | SCHNEIDER | LBS | 2018 | Menteng
KS62 | .0219.18.234 | EGA | CBO | 2018 | Menteng
K142 | - | - | - |  | Menteng
P76 | CI-2019-W42-1-1406 | Schneider RM6 | LBS Motorized | 2019 | Menteng
P76 | CI-2019-W42-1-1403 | Schneider RM6 | LBS Motorized | 2019 | Menteng
P76 | CI-2019-W39-3-1401 | Schneider RM6 | PB | 2019 | Menteng
K142 | - | - | - |  | Menteng
K4 | 23 | FLOUKIT-M | LBS |  | Menteng
D323P | SB 2011 W 4920059 | SCHENEIDER | PMT | 2011 | Menteng
D323P | SB 2011 W 4850079 | SCHENEIDER | PMT | 2011 | Menteng
S39 | . | GAE | PMT |  | Menteng
S39 | . | GAE | PGC |  | Menteng
D372 | - | EGA | PMT | 2017 | Menteng
S4C | - | SCHENIDER | CBO-PENYULANG | 2018 | Menteng
S4C | - | EGA | LBS MOTORIZE | 2018 | Menteng
S4C | - | EGA | PB | 2018 | Menteng
PD87 | PD87-1 | EGA | LBS (MOTORIZE) | 2013 | Kramat Jati
PD87 | PD87-2 | SCHNEIDER | LBS | 2012 | Kramat Jati
S140 | 1048-13-BF | SCHNEIDER | PB | 2013 | Menteng
S140 | 2147-13-BL | SCHNEIDER | PMT | 2013 | Menteng
E341 | E341-1 | MERLIN GERIN -SM6 | LBS | 2007 | Kramat Jati
E341 | E341-2 | MERLIN GERIN -SM6 | LBS | 2007 | Kramat Jati
D105 | 26113/022/12/03/E6 | GAE | CBOM | 2013 | Menteng
TB8 | 95244337 | MG | B1 | 1995 | Jatinegara
TB8 | 95310546 | MG | PGDB | 1995 | Jatinegara
PM22F | 1334.17.214 | EGA | PB | 2017 | Jatinegara
PG286 | PG286 | KIT M24 | B1 |  | Cempaka Putih
PS86P | PS 86P | ABB SAFERING | PB |  | Cempaka Putih
T371P | 383-15-209 | EGA | LBS | 2015 | Menteng
T371P | 1048-13-BF | EGA | PB | 2013 | Menteng
KG206 | 898 | FLUOKIT M | PGDB |  | Marunda
TG27E | - | SCHNEIDER | PMT | 2017 | Menteng
TG27E | - | SCHNEIDER | CBO-MP | 2017 | Menteng
TG27E | - | SCHNEIDER | PB | 2017 | Menteng
TG27F | - | EGA | PMT | 2017 | Menteng
TG27F | - | EGA MOTORES | PMT | 2017 | Menteng
TG27F | - | EGA | PB | 2017 | Menteng
TG471 | W20.20.0062 | SCHENIDER | LBS MOTORIZE | 2018 | Menteng
TG471 | 0394.18.214 | EGA | PB | 2018 | Menteng
DB32 | - | SCHNEIDER | LBS |  | Menteng
DB32 | - | SCHNEIDER | PB |  | Menteng
DB32 | - | SCHNEIDER | PGC |  | Menteng
SN40 | - | EGA | LBS | - | Menteng
KN89 | - | EGA | LBS |  | Menteng
TT10 | CI-2019-W32-5-0011 | SCHNEIDER | PB | 2019 | Menteng
TT10 | - | EGA | LBS MOT | 2017 | Menteng
P88 | 120141901 | EGA | PMT |  | Menteng
SP3B |  | FLUOKIT-M | PB |  | Menteng
S51 |  | KIT-25 | PMT |  | Menteng
SP198 | - | ABB | PT |  | Menteng
MG106 |  | FLUOKIT-M | PGDB |  | Menteng
TT48P | - | SCHNEIDER | PMT |  | Menteng
TT48P | - | SCHNEIDER | PMT |  | Menteng
TT48P | - | EGA | PB |  | Menteng
K261 |  | MG | PMT |  | Menteng
K261 |  | MG | PGDB |  | Menteng
K261 |  | MG | B1 |  | Menteng
K261 |  | MG | PT |  | Menteng
K261 |  | MG | PMT |  | Menteng
K259 | K259 | SCHNEIDER | PMT |  | Menteng
K259 | K259 | MERLIN GERIN | PMT |  | Menteng
K259 | K259 | MERLIN GERIN | PT |  | Menteng
K259 | K259 | MERLIN GERIN | PGDB |  | Menteng
K259 | K259 | MERLIN GERIN | B1 |  | Menteng
T340P | 2019CSF61106 | ORMAZABAL | LBS MOT | 2019 | Menteng
T340P | 2019CSF63261 | ORMAZABAL | LBS MOT | 2019 | Menteng
T340P | 2019CSF63260 | ORMAZABAL | PB | 2019 | Menteng
T167 | - | MERLIN GERIN | PB |  | Menteng
T167 | 2372-13 | EGA | LBS | 2013 | Menteng
T167 | - | MERLIN GERIN | PT |  | Menteng
T167 | - | MERLIN GERIN | PGDB |  | Menteng
T165 |  | MG VM6 | PMT |  | Menteng
T165 |  | MG VM6 | PB1 |  | Menteng
T165 |  | MG VM6 | PMT |  | Menteng
T165 |  | MG VM6 | PB2 |  | Menteng
T155 |  | FLUOMATIC | PMT |  | Menteng
T155 |  | FLUOMATIC | PMT |  | Menteng
T155 | - | KIT-25 | PB |  | Menteng
KN66 | 0 | SCHNEIDER | PMT |  | Menteng
MG43 | 0 | Schneider | LBS |  | Menteng
S122 |  | FLUOKIT-M | PMT |  | Menteng
S122 | S122 | MERLIN GERIN | PMT |  | Menteng
S122 | - | FLUOKIT-M | PGC |  | Menteng
S75 | S75 | MERLIN GERIN | PMT |  | Menteng
S75 | S75 | MERLIN GERIN | PMT |  | Menteng
S75 | S75 | MERLIN GERIN | PB |  | Menteng
S59 | S59 | FLUOKIT M | PB |  | Menteng
S59 | S59 | FLUOKIT M | PMT |  | Menteng
S59 | S59 | FLUOKIT M | PMT |  | Menteng
P27 |  | ABB | PMT |  | Menteng
P27 |  | KIT-25 | PMT |  | Menteng
P27 |  | ABB | PGDB |  | Menteng
P27 |  | KIT-27,2 | PT |  | Menteng
P27 |  | ABB | PB1 |  | Menteng
P27 |  | ABB | PB2 |  | Menteng
P27 |  | ABB | PB |  | Menteng
P27 | - | ABB | PB4 |  | Menteng
P45 | 1536.18.213 | EGA | LBS |  | Menteng
T14N | 0360.19.213 | EGA | LBS | 2019 | Menteng
E351 | E351-2 | ORMAZABAL | LBS | 2016 | Kramat Jati
E373 | E373-121304 | ABB | PB TRAFO | 2012 | Kramat Jati
E352 | E352-1 | SCHNEIDER | LBS | 2010 | Kramat Jati
CK70 |  | MG VERCORS M6 | PGDB |  | Marunda
E169 | W4830036 | SCHNEIDER | LBS | 2014 | Kramat Jati
BK176 | 13.1171 | ABB UNISWITCH | LBS | 2013 | Marunda
CK217 |  | EGA | LBS |  | Marunda
GH0238 |  | EGA | LBS |  | Marunda
CK218 | - | SCHNEIDER SM6 | CBO |  | Marunda
GH0203 |  | EGA | LBS |  | Marunda
GH0176 |  | EGA | LBS |  | Marunda
MD98 | 500411660/9001 | ABB SAFEPLUS | LBS | 2011 | Marunda
GH0238 |  | EGA | LBS |  | Marunda
PK65A |  | SCHNEIDER SM6 | PB TRAFO |  | Marunda
GH0238 |  | EGA | LBS |  | Marunda
GH0238 |  | EGA | LBS |  | Marunda
GH0238 |  | EGA | LBS |  | Marunda
GH0238 |  | EGA | LBS |  | Marunda
GH0238 |  | EGA | LBS |  | Marunda
GH0238 |  | EGA | LBS |  | Marunda
BK30 |  | ABB BC5-SYSTEM | LBS |  | Marunda
PK279 |  | ABB | LBS |  | Marunda
PK240N |  | ABB | LBS |  | Marunda
KG310 |  | ABB SAFEPLUS | LBS |  | Marunda
CK179 |  | ABB UNISWITCH | LBS |  | Marunda
KG190 |  | ABB UNISWITCH | LBS |  | Marunda
PK281 |  | ABB SAFE PLUS | LBS |  | Marunda
PK247 |  | ABB | LBS |  | Marunda
GH0238 |  | EGA | LBS |  | Marunda
CK123 |  | EGA | LBS |  | Marunda
CK123 |  | ABB | LBS |  | Marunda
BK254 | 502225057/1001-004 | ABB | LBS | 2018 | Marunda
GH0238 |  | EGA | LBS |  | Marunda
KG307 |  | ABB UNISWITCH | LBS |  | Marunda
CK146 | - | EGA | LBS |  | Marunda
GH0238 |  | EGA | LBS |  | Marunda
GH0203 |  | EGA | LBS |  | Marunda
KP49 | 20012048160007 | ABB SAFEPLUS | LBS | 2001 | Marunda
BTC36 | 1530.12BL - 2012 | EGA | PMT | 2012 | Cengkareng
KDR118 | 12.1490 - 2012 | ABB | PMT | 2012 | Cengkareng
KDR123 | 1335.13BL - 2013 | EGA | PMT | 2013 | Cengkareng
BTC35 | 806.12.BL | EGA | LBS MOT | 2012 | Cengkareng
KL215 | 0931-21 | ULLUSOY | LBS MOTORIZE | 2021 | Bulungan
KL215 | 1037-21 | ULLUSOY | PB | 2021 | Bulungan
KL214 | KL 214 26866 | GAE | LBS | 2012 | Bulungan
KL214 | KL 214 26921 | GAE | LBS | 2012 | Bulungan
KL214 | KL 214 27033 | GAE | PB | 2012 | Bulungan
KL212 | KL 212 14155 | FLOUKIT M | LBS |  | Bulungan
KL212 | KL 212 14042 | FLOUKIT M | LBS |  | Bulungan
KL212 | KL 212 4672 | FLOUKIT M | PB |  | Bulungan
KL211 | KL 211 14129 | FLOUKIT M | LBS |  | Bulungan
KL211 | KL 211 14140 | FLOUKIT M | LBS |  | Bulungan
KL211 | KL 211 4676 | FLOUKIT M | PB |  | Bulungan
MP187 | MP 187 28659 | EGA | LBS |  | Bulungan
MP187 | MP 187 28651 | EGA | LBS |  | Bulungan
MP187 | MP 187 744.13.BF | EGA | PB |  | Bulungan
BK12B |  | FLUOKIT M | LBS |  | Marunda
BK143 | 12467 | FLUOKIT M | LBS | 2010 | Marunda
BK116 |  | SCHNEIDER SM6 | LBS |  | Marunda
GH0148 |  | FLUOKIT M | LBS |  | Marunda
PK229 | 5966 | FLUOKIT M | LBS | 1996 | Marunda
GH0008 |  | FLUOKIT M | LBS |  | Marunda
CK117 |  | FLUOKIT M | PB TRAFO |  | Marunda
CK44F | 2191 | FLUOKIT M | PB TRAFO | 2003 | Marunda
MD56 | 6998 | FLUOKIT M | PB TRAFO | 1997 | Marunda
MD46 |  | FLUOKIT M | PB TRAFO |  | Marunda
BK116 |  | SCHNEIDER SM6 | PB TRAFO |  | Marunda
BK143 | 3964 | FLUOKIT M | PB TRAFO | 2010 | Marunda
BK138 | 3787 | FLUOKIT M | PB TRAFO | 2009 | Marunda
BK138 | 3788 | FLUOKIT M | PB TRAFO | 2009 | Marunda
KG200 |  | FLUOKIT M | B1 |  | Marunda
BK118 | 2484 | FLUOKIT M | PB TRAFO | 2005 | Marunda
BK88 | 9781 | FLUOKIT M | PB TRAFO | 2006 | Marunda
BK54 | 565 | FLUOKIT M | PB TRAFO |  | Marunda
KP45 | 7095 | FLUOKIT M | PB TRAFO | 1997 | Marunda
BK121 | 1614 | FLUOKIT M | PB TRAFO | 1995 | Marunda
KG113 |  | FLUOKIT M | PB TRAFO |  | Marunda
CK50 |  | FLUOKIT M | PB TRAFO |  | Marunda
MD48 | 1067 | FLUOKIT M | PB TRAFO | 1996 | Marunda
KG307 |  | FLUOKIT M | PB TRAFO |  | Marunda
PGS9 |  | FLUOKIT M | PB TRAFO |  | Marunda
PK183 |  | FLUOKIT M | PB TRAFO |  | Marunda
BK74 | - | ORMAZABAL | PB TRAFO |  | Marunda
BK128 | 1740 | FLUOKIT M | PB TRAFO | 2009 | Marunda
BK128 | 1742 | FLUOKIT M | PB TRAFO | 2009 | Marunda
BK126 | 1737 | FLUOKIT M | PB TRAFO | 2009 | Marunda
BK126 | 1738 | FLUOKIT M | PB TRAFO | 2009 | Marunda
BK125 | 1743 | FLUOKIT M | PB TRAFO | 2009 | Marunda
BK64 | 1262 | FLUOKIT M | PB TRAFO | 1996 | Marunda
KG96 | 855 | FLUOKIT M | PB TRAFO |  | Marunda
PK211 |  | SCHENEIDEER RM6 | PB TRAFO |  | Marunda
MD76 | 7242 | FLUOKIT M | PB TRAFO | 2006 | Marunda
MD17 | 557 | FLUOKIT M | PB TRAFO |  | Marunda
E4N | E4N-3 | EGA | PB TRAFO | 2013 | Kramat Jati
KG157 |  | MG VERCORS | LBS |  | Marunda
KG157 |  | MG VERCORS | LBS |  | Marunda
CL14 | CV06-5127/023 | SIEMENS | LBS | 1993 | Marunda
CL14 |  | SIEMENS | LBS |  | Marunda
GH0258 | 1774.18.213 | EGA | LBS | 2018 | Marunda
GH0258 | 1776.18.213 | EGA | LBS | 2018 | Marunda
BK65 |  | SIEMENS | LBS | 1993 | Marunda
BK65 | CV06-5143/012 | SIEMENS | LBS | 1993 | Marunda
CK148 | 72885701001 | SIEMENS | LBS | 2003 | Marunda
CK148 |  | SIEMENS | LBS |  | Marunda
KG222 |  | SIEMENS | LBS |  | Marunda
KG222 |  | SIEMENS | LBS |  | Marunda
KG173 |  | SIEMENS | LBS |  | Marunda
BK71 | CV065127/041 | SIEMENS | LBS | 1993 | Marunda
BK71 | CV06-5127-041 | SIEMENS | LBS | 1993 | Marunda
KG156 |  | SIEMENS | LBS |  | Marunda
MD72 | CV734166000-602024 | SIEMENS | LBS | 2004 | Marunda
CK142 |  | SIEMENS | LBS |  | Marunda
CK82 |  | SIEMENS | LBS |  | Marunda
KG173 | 91308 | SIEMENS | LBS | 1992 | Marunda
KP12 |  | SIEMENS | LBS | 1993 | Marunda
KP12 | CV06-5127-030 | SIEMENS | LBS | 1993 | Marunda
KP66 | CV812243000-390/016 | SIEMENS | LBS | 2011 | Marunda
KJ326 | KJ 326 - 13.1205 | ABB | LBS |  | Kebon Jeruk
KJ326 | KJ 326 - 13.1197 | ABB | LBS |  | Kebon Jeruk
KJ326 | KJ 326 - 13.1402 | ABB | PB |  | Kebon Jeruk
PS176 | PS 176 | EGA | PMT |  | Cempaka Putih
PS176 | PS 176 | ULUSOY | PB TRAFO |  | Cempaka Putih
CP407 | 13.021 | ABB uniSwitch | LBS | 2013 | Ciputat
KM80 | 12.1474 | ABB | LBS | 2012 | Jatinegara
KB568 | KB 568 | ABB | LBS MOTORIZED |  | Bulungan
JW53 | 13045 | EGA | PB | 2013 | Pondok Gede
JW53 | 188713 | EGA | LBS | 2013 | Pondok Gede
KDR127 | C1-2013-W4-1-0035 | SCHNEIDER | LBS MOT | 2013 | Cengkareng
E294 | E294-1 | EGA | LBS | 2016 | Kramat Jati
GH0112 | SB-2011-W 17-3-0079 | SCHNEIDER SM6 | LBS |  | Ciracas
GH0112 | SB-2011-W 17-3-0041 | SCHNEIDER SM6 | LBS |  | Ciracas
GD449 | 0016.21.213 | EGA | LBS | 2021 | Ciracas
E83 | E83-1610169 | EGA | LBS (MOTORIZE) | 2017 | Kramat Jati
E59 | E389-1 | SCHNEIDER | LBS | 2016 | Kramat Jati
S46 |  | MG SM6 | PT |  | Menteng
S46 |  | MG SM6 | B1 |  | Menteng
S46 |  | MG SM6 | PGDB |  | Menteng
S46 |  | MG SM6 | PMT |  | Menteng
KB546 | 0 | EGA | CBO MOTORIZE |  | Bulungan
MP131 | 0 | SCHNEIDER | CBO MOTORIZE |  | Bulungan
MP133 | 0 | EGA | LBS |  | Bulungan
MP133 | 0 | EGA | PB |  | Bulungan
MP133 | 0 | EGA | LBS |  | Bulungan
MP135 | 0 | SCHNEIDER | PMT |  | Bulungan
MP135 | 0 | FLOUKIT M | PMT |  | Bulungan
MP135 | 0 | SCHNEIDER | PGC |  | Bulungan
MP135 | 0 | SCHNEIDER | PMT |  | Bulungan
MP155 | 0 | SCHNEIDER | PMT |  | Bulungan
MP155 | 0 | SCHNEIDER | PMT |  | Bulungan
MP138 | 0 | SCHNEIDER | PGC |  | Bulungan
MP138 | 0 | SCHNEIDER | PMT |  | Bulungan
MP138 | 0 | SCHNEIDER | PMT |  | Bulungan
MP140 | 0 | SCHNEIDER | PB |  | Bulungan
MP140 | 0 | FLUOKIT M | PMT |  | Bulungan
MP140 | 0 | FLUOKIT M | PMT |  | Bulungan
MP17 | 1242.21.212 | EGA | LBS MOTORIZE | 2021 | Bulungan
MP17 | 1246.21.213 | EGA | LBS MOTORIZE | 2021 | Bulungan
MP17 | 0 | FLOUKIT.M | LBS | 1992 | Bulungan
MP17 | 0 | FLOUKIT.M | PB | 2001 | Bulungan
MP19 | 0 | FLOUKIT M | PMT |  | Bulungan
MP19 | 0 | FLOUKIT M | PMT |  | Bulungan
MP19 | 0 | FLOUKIT M | PB |  | Bulungan
TP11 | TP 11 | SCHNEIDER SM6 | PB |  | Cempaka Putih
S21C | S 21C | KIT 25 | PMT |  | Cempaka Putih
TP13 | TP 13 | EGA | PB 1 |  | Cempaka Putih
S21C | S 21C | KIT 25 | PB |  | Cempaka Putih
TP13 | TP 13 - 4332 | EGA | PMT |  | Cempaka Putih
TP13 | TP 13 | EGA | PMT |  | Cempaka Putih
TP1 | TP 1 | SCHNEIDER SM6 | PMT |  | Cempaka Putih
TP1 | TP 1 | SCHNEIDER SM6 | PB 2 |  | Cempaka Putih
TP3 | TP 3 | SCHNEIDER SM6 | PMT |  | Cempaka Putih
TP3 | TP 3 | SCHNEIDER SM6 | PB |  | Cempaka Putih
TP13B | TP 13B | EGA | PMT |  | Cempaka Putih
TP13B | TP 13B | GAE | PMT |  | Cempaka Putih
TP13B | TP 13B | GAE | PB |  | Cempaka Putih
TP15A | TP 15A | SCHNEIDER SM6 | PMT |  | Cempaka Putih
TP15A | TP 15A | ABB | PB |  | Cempaka Putih
TP15A | TP 15A | SCHNEIDER SM6 | PMT |  | Cempaka Putih
TP21 | TP 21 | EGA | PMT |  | Cempaka Putih
TP38 | TP 38 | EGA | PB 2 |  | Cempaka Putih
TP21 | TP 21 | EGA | PMT |  | Cempaka Putih
TP38 | TP 38 | EGA | PMT |  | Cempaka Putih
TP21 | TP 21 | EGA | PB |  | Cempaka Putih
TP23 | TP 23 | FLUKIT M | PB 2 |  | Cempaka Putih
TP41 | TP 41 | EGA | PMT |  | Cempaka Putih
TP23 | TP 23 | ABB UNISWITCH | PMT |  | Cempaka Putih
TP41 | TP 41 | ABB UNISWITCH | PB |  | Cempaka Putih
TP23 | TP 23 | KIT 25 | PMS |  | Cempaka Putih
TP23 | TP 23 | KIT 25 | PB 1 |  | Cempaka Putih
TP45 | TP 45 | FLUKIT M | PMT |  | Cempaka Putih
TP45 | TP 45 | FLUKIT M | PT |  | Cempaka Putih
TP45 | TP 45 | FLUKIT M | PGDB |  | Cempaka Putih
TP27 | TP 27 | EGA | PMT |  | Cempaka Putih
TP45 | TP 45 | FLUKIT M | B 1 |  | Cempaka Putih
TP27 | TP 27 | EGA | PMT |  | Cempaka Putih
PK89A |  | EGA | PB |  | Marunda
KG207 |  | KIT 27.2 | PB |  | Marunda
BK41 |  | FLUOMATIC | PB |  | Marunda
CK37 |  | FLUOMATIC | PB |  | Marunda
CK34 |  | FLUOMATIC | PB |  | Marunda
PK44F |  | FLUOMATIC | PB |  | Marunda
PK67C |  | FLUOMATIC | PB |  | Marunda
MP183 | MP 183 W17.0011 | SCHNEIDER | LBS MOTORIZED | 2013 | Bulungan
MP183 | MP 183 W17.6.0009 | SCHNEIDER | LBS MOTORIZED | 2013 | Bulungan
MP183 | MP 183 W16.2.0018 | SCHNEIDER | CBOM | 2013 | Bulungan
MP182 | MP 182 12987 | ABB | LBS MOTORIZED |  | Bulungan
MP182 | 0 | SCHNEIDER | PGC |  | Bulungan
MP180 | MP 180 134813-BL | EGA | LBS |  | Bulungan
KJ101 | KJ 101 - LBS 1 | FLOUKIT M | LBS |  | Kebon Jeruk
PG148 | PG 148 | SM 6 | LBS |  | Cempaka Putih
PG148 | PG 148 | EGA | PGC |  | Cempaka Putih
PG146 | PG 146 | EGA | PB | 2018 | Cempaka Putih
PG146 | PG 146 | EGA | LBS | 2019 | Cempaka Putih
PG107 | PG 107 | SM 6 | PMT |  | Cempaka Putih
PG107 | PG 107 | SM 6 | PMT |  | Cempaka Putih
PG107 | PG 107 | SM 6 | PB |  | Cempaka Putih
PG108 | PG 108 | SIEMENS | LBS | 2004 | Cempaka Putih
PG108 | PG 108 | GAE | LBS | 2003 | Cempaka Putih
PG108 | PG 108 | FLUOMATIC | PB |  | Cempaka Putih
PG109 | PG 109 | EGA | PMT |  | Cempaka Putih
PG109 | PG 109 | EGA | PMT |  | Cempaka Putih
PG110 | PG 110 | KIT M24 | LBS |  | Cempaka Putih
PG109 | PG 109 | EGA | PB |  | Cempaka Putih
PG110 | PG 110 | FLUOMATIC | LBS |  | Cempaka Putih
PG110 | PG 110 | FLUOMATIC | LBS |  | Cempaka Putih
PG110 | PG 110 | DELLE ALSTHOM | PT |  | Cempaka Putih
PG110 | PG 110 | DELLE ALSTHOM | PGDB |  | Cempaka Putih
KJ110 | KJ 110 - LBS 1 | SCHNEIDER | LBS |  | Kebon Jeruk
KJ110 | KJ 110 - LBS 2 | GAE | LBS |  | Kebon Jeruk
KJ110 | KJ 110 - PGC | FLOUKIT M | PGC |  | Kebon Jeruk
PG155 | PG 155 | SM6 | PMT |  | Cempaka Putih
PG149 | PG 149 | SM6 | PMT/CBOG |  | Cempaka Putih
PG149 | PG 149 | SM6 | PMT |  | Cempaka Putih
KJ101 | KJ 101 - LBS 2 | FLOUKIT M | LBS |  | Kebon Jeruk
KJ101 | KJ 101 - PB 1 | FLOUKIT M | PB |  | Kebon Jeruk
KJ101 | KJ 101 - PT | FLOUKIT M | PT |  | Kebon Jeruk
KJ101 | KJ 101 - B1 | FLOUKIT M | B1 |  | Kebon Jeruk
TG399 | - | MG SM6 | PB |  | Cengkareng
TG43 | 19094 | EGA | LBS MOT | 2003 | Cengkareng
TG43 | 19044 | EGA | LBS MOT | 2003 | Cengkareng
TG45A | - | ABB | LBS |  | Cengkareng
TG45A | - | ABB | LBS |  | Cengkareng
TG45A | - | ABB | LBS |  | Cengkareng
TG475 | - | EGA | LBS MOT |  | Cengkareng
TG475 | - | EGA | LBS |  | Cengkareng
TG475 | - | EGA | LBS |  | Cengkareng
TG475 | - | EGA | PB |  | Cengkareng
TG481 | 327.13.BL | EGA | LBS | 2013 | Cengkareng
TG481 | - | SCHNEIDER | LBS MOT |  | Cengkareng
TG481 | - | EGA | LBS MOT |  | Cengkareng
TG52N | 889460 | SCHINEIDER | CBO MOT | 2018 | Cengkareng
TG52N | 33818214 | EGA | LBS | 2018 | Cengkareng
TG52N | 30413212 | EGA | PB | 2018 | Cengkareng
TG53 | - | EGA | PB2 |  | Cengkareng
TG53 | No. Seri 1290-21-213 | EGA | LBS Motorized | 2021 | Cengkareng
TG53 | No. Seri 3297-13-BL | EGA | LBS Manual | 2013 | Cengkareng
TG53 | - | Fluokit M | PB1 |  | Cengkareng
TG55 | 13.0969 | ABB | PB1 | 2013 | Cengkareng
TG55 | 13.1823 | UNISWITCH | LBS | 2013 | Cengkareng
TG55 | 13.1753 | ABB | LBS | 2013 | Cengkareng
TG5N | 2016/W49-1-0018 | SCHNEIDER | LBS | 2016 | Cengkareng
TG5N | 2016/W44-2-0019 | SCHNEIDER | LBS MOT | 2016 | Cengkareng
GH0258 | 1220.18.213 | EGA | LBS | 2018 | Marunda
GH0258 | 1220.18.213 | EGA | LBS | 2018 | Marunda
CK104 | 0718.14.209 | EGA | LBS | 2014 | Marunda
KG155 |  | SIEMENS | LBS |  | Marunda
BK109 |  | SIEMENS | LBS |  | Marunda
BK109 |  | SIEMENS | LBS |  | Marunda
KP15 |  | SIEMENS | LBS |  | Marunda
BK121 | CV733362-000090/021 | SIEMENS | LBS | 2004 | Marunda
BK121 | CV733362-000090/022 | SIEMENS | LBS | 2004 | Marunda
KP18 |  | EGA | LBS |  | Marunda
KP18 |  | SCHNEIDER SM6 | LBS |  | Marunda
PK74B | 796727-000280/001 | SIEMENS | LBS | 2010 | Marunda
GH0258 | 1813.18.213 | EGA | LBS | 2018 | Marunda
GH0104 |  | SIEMENS | LBS |  | Marunda
BK76 |  | SIEMENS | LBS |  | Marunda
BK76 | 06-5145/018 | SIEMENS | LBS | 1993 | Marunda
CK106 | CV06-5143/013 | SIEMENS | LBS | 1993 | Marunda
CK106 |  | SIEMENS | LBS |  | Marunda
KG84 |  | SIEMENS | LBS |  | Marunda
K255P | K 255P | GAE | PMT | 2013 | Cempaka Putih
KDR124 | C1-2013-W23-3-0006 | SCHNEIDER | PMT | 2013 | Cengkareng
E173 | 1 | FLUOMATIC | PB |  | Pondok Gede
E173 | 3 | FLUOMATIC | LBS |  | Pondok Gede
E173 | 4 | FLUOMATIC | LBS |  | Pondok Gede
T166 | 0 | FLUOKIT-M | PMT | 1997 | Menteng
T18D |  | KIT-25 | PB |  | Menteng
CK41 |  | FLUOKIT M | PB TRAFO |  | Marunda
BK153 | 1808.13BL | EGA | PB TRAFO | 2013 | Marunda
CL1 |  | FLUOKIT M | PB TRAFO |  | Marunda
MP12 | 0 | EGA | LBS |  | Bulungan
MP12 | 0 | EGA | PB1 |  | Bulungan
MP12 | 0 | FLOUKIT.M | PB 2 | 1995 | Bulungan
MP12 | 0771.12.213 | EGA | LBS MOTORIZE | 2017 | Bulungan
MP120 | 0 | EGA | LBS MOTORIZE |  | Bulungan
MP120 | 0 | EGA | LBS |  | Bulungan
MP120 | 0 | EGA | PB |  | Bulungan
MP121 | 757 | EGA | PB |  | Bulungan
MP121 | - | EGA | PMT |  | Bulungan
MP121 | - | EGA | PMT |  | Bulungan
MP122 | 756 | FLOUKIT M | PMT |  | Bulungan
MP122 | 756 | FLOUKIT M | PB |  | Bulungan
MP122 | 756 | FLOUKIT M | PMT |  | Bulungan
MP123 | 0 | ORMAZABAL | PMT |  | Bulungan
MP123 | 0 | ORMAZABAL | PB |  | Bulungan
MP123 | 0 | ORMAZABAL | PMT |  | Bulungan
MP233 | 0 | EGA | LBS |  | Bulungan
MP232 | 1754.17.234 | EGA | CBOM MOTORIZE | 2017 | Bulungan
MP127 | - | FLUOKIT M | PMT |  | Bulungan
MP127 | - | FLUOKIT M | PMT |  | Bulungan
MP128 | 0 | SCHNEIDER | CBO MOTORIZE |  | Bulungan
MP129 | 0 | SCHNEIDER | CBO MOTORIZE |  | Bulungan
MP129 | 0 | SCHNEIDER | CBO MOTORIZE |  | Bulungan
K185 | K 185 | SCHNEIDER | PB |  | Menteng
K185 | K 185 | SCHNEIDER | PB |  | Menteng
K114 | K114 | FLOUKIT M | PMT |  | Menteng
K114 | K114 | FLOUKIT M | PB |  | Menteng
K114 | K114 | FLOUKIT M | PMT |  | Menteng
K25 |  | FLUOMATIC | PMT |  | Menteng
K25 |  | FLUOMATIC | PMT |  | Menteng
K25 |  | FLUOMATIC | PB |  | Menteng
K29N |  | FLUOKIT-M | PMT |  | Menteng
K29N |  | FLUOKIT-M | PB |  | Menteng
K29N |  | FLUOKIT-M | PMT |  | Menteng
K61B | K61B | SCHNEIDER | PMT |  | Menteng
K61B | K61B | SCHNEIDER | PMT |  | Menteng
K61B | K61B | SCHNEIDER | PB |  | Menteng
K68N |  | FLUOKIT-M | PB |  | Menteng
K68N |  | KIT-25 | PB |  | Menteng
K68N |  | KIT-25 | PMT |  | Menteng
K68N |  | KIT-25 | PMT |  | Menteng
K221 | 0493-16 | EGA | LBS | 2016 | Menteng
K221 | W35-2-0047 | SCHNEIDER | LBS | 2016 | Menteng
K221 | W30-3-0050 | SCHNEIDER | LBS | 2019 | Menteng
K221 | W36-3-0050 | SCHNEIDER | LBS | 2018 | Menteng
MG62 | - | EGA | LBS | 2021 | Menteng
K241 |  | FLUOKIT.M | B1 |  | Menteng
K241 |  | FLUOKIT.M | PMT |  | Menteng
K241 |  | FLUOKIT.M | PGDB |  | Menteng
K241 |  | FLUOKIT.M | PMT |  | Menteng
K204 | 59713BF | EGA | PB |  | Menteng
K204 | 33418214 | EGA | PB |  | Menteng
K204 | K204 | SCHNEIDER | LBS MOTORIZE | 2019 | Menteng
K134 | K 134 | EGA | PGC |  | Menteng
K134 | K 134 | FLOUKIT M | PB |  | Menteng
K134 | K 134 | FLOUKIT M | PMT |  | Menteng
K158 | W42-2-0073 | SCHNEIDER | LBS | 2019 | Menteng
K278P | K278P | SCHNEIDER | PMT |  | Menteng
K278P | K278P | SCHNEIDER | PMT |  | Menteng
K278P | K278P | SCHNEIDER | PB |  | Menteng
K240 |  | FLUKIT M | PMT |  | Menteng
K240 |  | FLUKIT M | B1 |  | Menteng
K16 | - | EGA | PMT |  | Menteng
K184 | K 184 | SCHNEIDER SM6 | PMT |  | Menteng
K184 | K 184 | SCHNEIDER SM6 | PMT |  | Menteng
K281P |  | ABB | PMT |  | Menteng
K281P |  | ABB | PMT |  | Menteng
K281P |  | ABB | PB |  | Menteng
T268 |  | MERLIN GERIN | B1 |  | Menteng
T268 |  | MERLIN GERIN | PMT |  | Menteng
MG107B | 0 | SCHNEIDER | PB |  | Bulungan
MP37 | 0 | EGA | PB |  | Bulungan
MG107B | 0 | SCHNEIDER | CBO MOTORIZE |  | Bulungan
MG107B | 0 | SCHNEIDER | CBO MOTORIZE |  | Bulungan
MG107B | 0 | SCHNEIDER | CBO MOTORIZE |  | Bulungan
PP133 | 0 | GAE | LBS |  | Bulungan
MG110B | 0 | SCHNEIDER | LBS MOTORIZE |  | Bulungan
MG110B | 0 | SCHNEIDER | CBO |  | Bulungan
MG110B | 0 | SCHNEIDER | LBS MOTORIZE |  | Bulungan
GH0184 | 9312398 | MERLIN GERIN | B1 |  | Bulungan
MP111 | 0 | EGA | PB |  | Bulungan
MG111 | 0 | SCHNEIDER | CBO MOTORIZE |  | Bulungan
KB111 | 0 | EGA | CBOM MOTORIZE |  | Bulungan
MP226 | 0 | EGA | LBS MOTORIZE |  | Bulungan
KP54 | s/nci.2016.w26.3.0009.iec | SCHNEIDER SM6 | PB | 2016 | Marunda
PK44F |  | CONTACT PLASMA | PB TRAFO 2 |  | Marunda
CK191 | 23524/102/11/01E6 | GAE GLS | LBS | 2011 | Marunda
CK191 | 23528/102/11/01E6 | GAE GLS | LBS | 2011 | Marunda
KG410 |  | GAE | LBS |  | Marunda
KG397 |  | GAE | LBS |  | Marunda
PK145 |  | GAE | LBS |  | Marunda
BK117 | 19918 | MG SM6 | LBS | 2005 | Marunda
CK199 |  | GAE | LBS |  | Marunda
CK184 |  | GAE | LBS |  | Marunda
KG427 |  | GAE | LBS |  | Marunda
KP56 | 2187.BBL | EGA | LBS | 2013 | Marunda
KP56 | 19927 | GAE | LBS | 2005 | Marunda
BK163 | 23763/083/11/01/E6 | GAE GLS | LBS | 2011 | Marunda
CK36A | 1 | EGA | LBS |  | Marunda
CK36A |  | EGA | LBS |  | Marunda
CK23 | 19559 | GAE UNIFLUORCLS | LBS | 2004 | Marunda
CK23 | 19566 | GAE UNIFLUORCLS | LBS | 2004 | Marunda
KG100 |  | GAE | LBS |  | Marunda
KG427 |  | GAE | LBS |  | Marunda
KG51A |  | GAE | LBS |  | Marunda
KG426 |  | ORMAZABAL | LBS |  | Marunda
PK29C |  | GAE GLS | LBS |  | Marunda
KG407 |  | GAE GLS | LBS |  | Marunda
CL24 |  | GAE GLSM | LBS |  | Marunda
CL24 |  | GAE GLSM | LBS |  | Marunda
MD64 | 23490/102/11/01/E6 | GAE GLS | LBS | 2011 | Marunda
CK184 |  | GAE | LBS |  | Marunda
KG135 | W19-3-0016 | SCHNEIDER SM6 | LBS |  | Marunda
CK153 | 0509.15.209 | EGA | LBS | 2015 | Marunda
CK153 | 0410.15.209 | EGA | LBS | 2015 | Marunda
GH0094 |  | EGA | LBS |  | Marunda
CK198 | 075/12/01/EN-11 | GAE | LBS | 2012 | Marunda
KG426 |  | ORMAZABAL | LBS |  | Marunda
BK102 | 18224 | GAE | LBS | 2002 | Marunda
BK102 | 29999/158/13/01/E6 | GAE GLS | LBS | 2013 | Marunda
CK194 | 24301/104/11/01/E6 | GAE GLS | LBS | 2011 | Marunda
BK119 | 2030/151/05/01/66 | GAE | LBS | 2005 | Marunda
KG106 | 19050 | GAE | LBS | 2003 | Marunda
KP11 | 24319 | GAE GLS | LBS | 2011 | Marunda
CK230 | SI21542003 | SCHNEIDER SM6 | PGC | 2016 | Marunda
BK154 |  | ABB SAFEPLUS | LBS |  | Marunda
BK154 |  | ABB SAFEPLUS | LBS |  | Marunda
KG96 | - | FLUOKIT M | LBS |  | Marunda
KG354N |  | SCHNEIDER SM6 | LBS |  | Marunda
KG310 |  | ABB SAFEPLUS | LBS |  | Marunda
PK145 |  | GAE | LBS |  | Marunda
BK111 | 19836 | GAE | LBS | 2005 | Marunda
BK26 | 19589 | GAE | LBS | 2004 | Marunda
BK26 | 19568 | GAE | LBS | 2004 | Marunda
E15A | E15A-016415214 | EGA | LBS | 2015 | Kramat Jati
E15A | E15A-029415212 | EGA | PB TRAFO | 2015 | Kramat Jati
E324P | E324-20022084980025 | ABB | COMPACT | 2002 | Kramat Jati
PD87 | PD87-3 | EGA | PB TRAFO | 2012 | Kramat Jati
T368P | 1025.13.BF | EGA / PBL | PB | 2013 | Menteng
E202 | E202-1 | SCHNEIDER | LBS (MOTORIZE) | 2016 | Kramat Jati
E202 | E202-2 | SCHNEIDER | LBS | 2016 | Kramat Jati
E202 | E202-3 | SCHNEIDER | PB TRAFO | 2016 | Kramat Jati
E341 | E341-3 | MERLIN GERIN - DM1A | PGDB | 2007 | Kramat Jati
K2A | 123 | FLUOKIT-M | PMT |  | Menteng
K2A | 2 | EGA | PMT |  | Menteng
K2A | 123 | EGA | LBS |  | Menteng
K2A | K2 | EGA | PB |  | Menteng
TG336N | W08-1-0015 | Schneider | PGC | 2016 | Menteng
K109 |  | KIT 25 | PMT |  | Menteng
K109 |  | KIT 25 | PB |  | Menteng
K109 |  | KIT 25 | PMT |  | Menteng
K3A | - | EGA | PMT |  | Menteng
K3A | - | EGA | PMT |  | Menteng
K3A | - | EGA | PB |  | Menteng
K203 | 314 | SCHNEIDER | PGC |  | Menteng
K203 | K203 | EGA | PMT |  | Menteng
K203 | K203 | EGA | PMT |  | Menteng
K3B | - | EGA | PMT |  | Menteng
K3B | - | EGA | PMT |  | Menteng
K3B | - | EGA | PB |  | Menteng
K273 | K 273 | SCHNEIDER | PMT |  | Menteng
K273 | K 273 | SCHNEIDER | PGC |  | Menteng
K273 | K 273 | SCHNEIDER | PMT |  | Menteng
K236 | K236 | KIT 27.2 | PB |  | Menteng
K236 | K236 | ABB BES SYSTEM | LBS |  | Menteng
K236 | K236 | ABB BES SYSTEM | LBS |  | Menteng
K236 | K236 | KIT 27.3 | PT |  | Menteng
K236 | K236 | KIT 27,3 | PGDB |  | Menteng
K236 | K236 | KIT 27.2 | B1 |  | Menteng
K22A | 6741 | FLUOKIT.M | PMT |  | Menteng
K22A | 1165 | FLUOKIT.M | PMT |  | Menteng
K22A | 6754 | FLUOKIT.M | PMT |  | Menteng
K22A | 5559 | FLUOKIT.M | PMT |  | Menteng
K22A | 6607 | FLUOKIT.M | PB |  | Menteng
T214 | 2170-19 | ULUSOY | LBS | 2019 | Menteng
T214 | 2172-19 | ULUSOY | LBS | 2019 | Menteng
T214 | 2288-19 | ULUSOY | CBOM | 2019 | Menteng
T318 | - | FLOUKIT.M | PGC | 2008 | Menteng
T318 | - | FLOUKIT.M | PMT | 2008 | Menteng
T318 | 6432 | FLOUKIT.M | CBO-JAR | 2017 | Menteng
T323 | - | FLUOKIT-M | PMT | 2010 | Menteng
T323 | - | FLUOKIT-M | PMT | 2010 | Menteng
T323 | - | FLUOKIT-M | PGC | 2010 | Menteng
K2B | .- | ABB | PB |  | Menteng
K2B | - | ABB | LBS |  | Menteng
K2B | .- | ABB | LBS |  | Menteng
K16C | K16C | FLUOKIT M | PMT |  | Menteng
K16C | K16C | FLUOKIT M | PMT |  | Menteng
K16C | K16C | FLUOKIT M | PB |  | Menteng
K102A | K102A | FLOUKIT M | PB |  | Menteng
K102A | K102A | FLOUKIT M | PMT |  | Menteng
K102A | K102A | FLOUKIT M | PMT |  | Menteng
K232 |  | KIT 27.2 | PMT |  | Menteng
K232 |  | KIT 27.2 | PB |  | Menteng
K232 |  | KIT 27.2 | PGDB |  | Menteng
K232 |  | KIT 27.2 | PT |  | Menteng
K232 |  | KIT 27.2 | PMT |  | Menteng
K256 | K256 | EGA | PMT |  | Menteng
K256 | K256 | EGA | PMT |  | Menteng
K256 | K256 | EGA | PGC |  | Menteng
K161 | K161 | MERLIN GERIN | PB |  | Menteng
K161 | K161 | MERLIN GERIN | PMT |  | Menteng
K161 | K161 | MERLIN GERIN | PMT |  | Menteng
KB354 | 118040703 | SCHNEIDER | PMT |  | Menteng
KB354 | 0 | SCHNEIDER | LBS MOTORIZE |  | Menteng
KB354 | 0 | EGA | PGC |  | Menteng
MG110 |  | FLUOKIT-M | PMT |  | Menteng
MG110 |  | FLUOKIT-M | PMT |  | Menteng
MG110 |  | FLUOKIT-M | PB |  | Menteng
KN98 | 0 | ABB | PT |  | Menteng
MG84 | 0 | EGA | LBS MOTORIZE | 2017 | Menteng
D182 |  | MG VM6 | PT |  | Menteng
SP4C | Cl-2019-W40-1-0009 | EGA | PB | 2019 | Menteng
SP4C | Cl-2017-W44-1-0015 | SCHNEIDER | LBS MOTORIZE | 2017 | Menteng
SP4C | Cl-2019-W33-4-0008 | EGA | PB | 2019 | Menteng
BTC36 | 625.12BF - 2012 | EGA | PB | 2012 | Cengkareng
PM248 | 1455 | EGA | LBS |  | Bulungan
T133N | 123 | FLOUKIT M | LBS |  | Menteng
PP109 | 0 | MERLIN GERLIN | LBS |  | Bulungan
PP109 | 0 | SCHNEIDER | PB |  | Bulungan
PP110 | 0095.14.211 | EGA | PB | 2014 | Bulungan
PP110 | 0231.14.209 | EGA | LBS | 2014 | Bulungan
PP110 | 0216.14.209 | EGA | LBS MOTORIZE | 2014 | Bulungan
PP111 | 16101430 | EGA | CBO MOTORIZE | 2017 | Bulungan
PP111 | 16081102 | EGA | LBS MOTORIZE | 2016 | Bulungan
PP111 | 1607679 | EGA | LBS | 2016 | Bulungan
PP122 | 23030/2011 | GAE | LBS | 2011 | Bulungan
PP122 | 170409/2017 | EGA | LBS MOTORIZE | 2017 | Bulungan
PP122 | 23089/2011 | GAE | PGC | 2011 | Bulungan
PP12N | 1986 | FLUOKIT M | LBS |  | Bulungan
PP12N | 6055 | FLUOKIT M | LBS |  | Bulungan
PP12N | 0 | KIT 25 | PB |  | Bulungan
TD322 | 0 | SIEMENS | PB |  | Bulungan
PP15 | 0 | SCHNEIDER | CBO |  | Bulungan
PP15 | 0 | EGA | LBS MOTORIZE |  | Bulungan
PP15 | 0 | SCHNEIDER | PMT |  | Bulungan
KB243 | KB 243 13.0347 | ABB | PB |  | Bulungan
T83 | - | EGA | LBS MOTORIZE | 2018 | Menteng
T264 | - | EGA | LBS MOTORIZE | 2018 | Menteng
T264 | T264 | EGA | PB | 2018 | Menteng
T264 | - | EGA | LBS MOTORIZE | 2018 | Menteng
T264 | - | EGA | PGC | 2018 | Menteng
T339P | 0 | ABB | PMT |  | Menteng
D73 | - | ORMAZABAL | PB | 2019 | Menteng
D73 | - | ORMAZABAL | PMT | 2019 | Menteng
T336 | 2837.17.213 | EGA | LBS | 2017 | Menteng
T336 | CI-2016-W12-6-0021 | SCHNEIDER | LBS | 2016 | Menteng
T336 | 1541.18.214 | EGA | PB | 2018 | Menteng
KN109 | - | GAE | PMT |  | Menteng
KN109 | - | GAE | PMT |  | Menteng
KN109 | - | GAE | PMT |  | Menteng
T239 |  | F & G | PMT |  | Menteng
T239 |  | F & G | PB |  | Menteng
T239 |  | F & G | PMT |  | Menteng
T42A | W38-4-1405 | Schneider | LBS | 2019 | Menteng
T42A | W41-3-1402 | Schneider | LBS | 2019 | Menteng
T42A | W05-2-1402 | Schneider | PB | 2020 | Menteng
T301 |  | SCHNEIDER SM6 | PMT |  | Menteng
T301 | - | SCHNEIDER | PGC |  | Menteng
T301 |  | SCHNEIDER SM6 | PMT |  | Menteng
TG336N | 1167 | FLOUKIT-M | LBS |  | Menteng
TG336N | 2101 | FLOUKIT-M | LBS |  | Menteng
KP45 | 1305 | FLUOKIT M | LBS | 1997 | Marunda
BK52 | CV06-5082/005 | SIEMENS | LBS | 1991 | Marunda
BK52 |  | SIEMENS | LBS |  | Marunda
BK153 | 3392.1301 | EGA | LBS | 2013 | Marunda
BK153 | 2298.13BL | EGA | LBS | 2013 | Marunda
CK126 |  | FLUOKIT M | LBS |  | Marunda
CK126 |  | FLUOKIT M | LBS |  | Marunda
PK11B |  | EGA | LBS |  | Marunda
BK86 | 7120 | FLUOKIT M | LBS | 1997 | Marunda
CK83 | 2570 | FLUOKIT M | LBS |  | Marunda
BK19 | 0334.17.213 | EGA | LBS | 2017 | Marunda
KB6 | KB 6 13.0218 | ABB | LBS MOTORIZED |  | Bulungan
KB6 | KB 6 13.0392 | ABB | LBS MOTORIZED |  | Bulungan
KB6 | KB 6 13.0471 | ABB | PB |  | Bulungan
KB6 | KB 6 13.0339 | ABB | PB |  | Bulungan
KB264 | KB 264 13.0229 | FLOUKIT M | LBS MOTORIZED |  | Bulungan
P10L | - | MERLIN GERIN | PB |  | Menteng
P10L | - | SCHNEIDER | PB |  | Menteng
P60 | 61114 | ORMAZAMBAL | PB | 2019 | Menteng
P60 | 62069 | ORMAZAMBAL | LBS | 2018 | Menteng
P60 | 63292 | ORMAZAMBAL | LBS | 2019 | Menteng
P10 | P10 | ABB | PB |  | Menteng
P10 |  | FLUOKIT.M | PMT |  | Menteng
P10 |  | FLUOKIT.M | PMT |  | Menteng
P38 | P38 | EGA | LBS |  | Menteng
P38 | - | EGA | LBS |  | Menteng
P38 | - | Schneider | PB |  | Menteng
P38 | - | Schneider | PB |  | Menteng
P53 |  | KIT 25 | PB |  | Menteng
P53 |  | KIT 25 | PMT |  | Menteng
P53 |  | KIT 27.2 | PT |  | Menteng
P53 |  | KIT 27.2 | PGDB |  | Menteng
P53 |  | KIT 25 | PMT |  | Menteng
D43B |  | KIT-27,2 | PMT |  | Menteng
D43B |  | KIT-27,2 | PMT |  | Menteng
D43B |  | KIT-27,2 | PB |  | Menteng
P78 | - | SCHNEIDER | CBO | 2019 | Menteng
P78 | - | SCHNEIDER | LBS MOTORIZED | 2020 | Menteng
P79 | 123 | FLUOKIT-M | PMT |  | Menteng
P79 | 123 | FLUOKIT-M | PMT |  | Menteng
P79 | 123 | FLUOKIT-M | PB |  | Menteng
P79 | 123 | FLUOKIT-M | PT |  | Menteng
SP195 | CI-2019-W34-5-0019 | Schneider SM6 | LBS Motorized | 2019 | Menteng
SP195 | CI-2019-W17-2-0079 | Schneider SM6 | PB | 2019 | Menteng
KB41 | 79149 | FLUOKIT M | PMT |  | Menteng
KB41 | 79149 | EGA | PB |  | Menteng
KB41 | 79149 | EGA | PMT |  | Menteng
KB41C |  | KIT-25 | PB |  | Menteng
KB41C |  | KIT-25 | PMT |  | Menteng
KB41C |  | KIT-25 | PMT |  | Menteng
KB41C |  | ABB | PMT |  | Menteng
SN73 |  | GAE | PB |  | Menteng
SN73 |  | GAE | PMT |  | Menteng
SN73 |  | GAE | PMT |  | Menteng
SN31 | - | EGA | LBS |  | Menteng
SN31 | - | EGA | LBS |  | Menteng
BN7 |  | FLUOKIT-M | PMT |  | Menteng
BN7 |  | FLUOKIT-M | PMT |  | Menteng
BN7 |  | FLUOKIT-M | PT |  | Menteng
BN7 |  | FLUOKIT-M | B1 |  | Menteng
BN7 |  | FLUOKIT-M | PGDB |  | Menteng
BN15 |  | MG SM6 | PMT |  | Menteng
BN15 |  | MG SM6 | PMT |  | Menteng
BN15 |  | MG SM6 | PGC |  | Menteng
BN15 |  | MG SM6 | PT |  | Menteng
BN10 | 1392-20 | ULUSOY | LBS |  | Menteng
BN10 | 1277-20 | ULUSOY | LBS |  | Menteng
BN10 | 1339-20 | ULUSOY | LBS |  | Menteng
BN10 | 0239-20 | ULUSOY | PB1 |  | Menteng
BN3 | 0 | EGA | PMT |  | Menteng
BN3 | 0 | EGA | PMT |  | Menteng
BN3 | 0 | EGA | PGC |  | Menteng
BN33 | 180413 | EGA | PMT |  | Menteng
BN33 |  | FLUOKIT-M | PMT |  | Menteng
BN33 | 0 | SCHNEIDER | PGC |  | Menteng
KB348 |  | FLUOKIT-M | PMT |  | Menteng
KB348 | - | FLUOKIT-M | PMT |  | Menteng
KB348 | - | FLUOKIT-M | PGC |  | Menteng
KB348 |  | FLUOKIT-M | PT |  | Menteng
D246 | - | SCHENDER MOTORICE | PMT | 2018 | Menteng
D246 | - | SCHENDER MOTORICE | PMT | 2018 | Menteng
D246 | 0051-15-211 | EGA | PB | 2015 | Menteng
D253 |  | FLUOKIT-M | PMT |  | Menteng
D253 |  | FLUOKIT-M | PT |  | Menteng
D253 |  | FLUOKIT-M | PGDB |  | Menteng
D253 |  | FLUOKIT-M | PMT |  | Menteng
D253 |  | FLUOKIT-M | B1 |  | Menteng
D272 |  | MERLIN GERIN | PMT |  | Menteng
D272 | - | SCHNEIDER | PMT MOTORES | 2017 | Menteng
D272 |  | MERLIN GERIN | PT |  | Menteng
D272 |  | MERLIN GERIN | B1 |  | Menteng
D272 |  | MERLIN GERIN | PGDB |  | Menteng
D268 |  | MERLIN GERIN | PB |  | Menteng
D268 |  | MERLIN GERIN | PT |  | Menteng
D268 |  | MERLIN GERIN | B1 |  | Menteng
D268 |  | MERLIN GERIN | PGDB |  | Menteng
MG6 | 2410-19 | Ulusoy | PMT | 2019 | Menteng
MG6 | 2299-19 | Ulusoy | CBOM | 2019 | Menteng
MG6 | 2411-19 | Ulusoy | PMT | 2019 | Menteng
MG7 | 0 | FLUOKIT M | PMT |  | Menteng
K245 | K245 | ABB | PMT |  | Menteng
K245 | K245 | ABB | PMT |  | Menteng
K3D |  | FLUOMATIC | PMT |  | Menteng
K3D |  | FLUOKIT-M | PMT |  | Menteng
K3D | K 3D | ALSTHOM | PB |  | Menteng
K3N | 1236.18.213 | EGA | LBS | 2018 | Menteng
K3N | 1244.18.214 | EGA | PB | 2018 | Menteng
K3N | 1267.18.213 | EGA | LBS | 2018 | Menteng
K3N | 0899.18.214 | EGA | PB | 2018 | Menteng
K3N | 0169.17.216 | EGA | CBO | 2018 | Menteng
MG45 | 0 | SCHNEIDER | PMT |  | Menteng
MG45 | 0 | EGA | PMT |  | Menteng
MG45 | 0 | SCHNEIDER | PMT |  | Menteng
MG45 | 0 | SCHNEIDER | PMT |  | Menteng
MG45 | 0 | SCHNEIDER | PMT |  | Menteng
MG45 | 0 | SCHNEIDER | PMT |  | Menteng
PGS7 | 1425 | FLUOKIT M | LBS |  | Marunda
GH0176 |  | FLUOKIT M | LBS |  | Marunda
KG33 |  | SCHNEIDER SM6 | LBS |  | Marunda
E300P | E300P-1 | ABB | LBS | 2004 | Kramat Jati
E300P | E300P-3 | ABB | PB TRAFO | 2004 | Kramat Jati
CK147 |  | SIEMENS | PB TRAFO |  | Marunda
BK71 | CV065127/041 | SIEMENS | PB TRAFO | 1993 | Marunda
KB243 | KB 243 13.0348 | ABB | PB |  | Bulungan
JGK1P | 2019CSF63190 | ORMAZABAL | LBS-1 | 2019 | Lenteng Agung
JGK1P | 2019CSF61129 | ORMAZABAL | PB-1 | 2019 | Lenteng Agung
JGK2 | JGK 2 | EGA | LBS 1 | 2017 | Lenteng Agung
JGK2 | CI-2019-W20-2-2012 | Schneider | LBS-2 | 2019 | Lenteng Agung
JGK2 | JGK 2 | EGA | PB-1 | 2013 | Lenteng Agung
JGK3P | IDABB419010206 | ABB | PB-1 | 2018 | Lenteng Agung
JGK3P | IDAABB420030247 | ABB | LBS-1 | 2020 | Lenteng Agung
JGK4 | JGK 4 | EGA | LBS-1 |  | Lenteng Agung
JGK4 | JGK 4 | EGA | LBS-2 |  | Lenteng Agung
JGK4 | JGK 4 | EGA | PB-1 |  | Lenteng Agung
KB199 | KB 199 | SCHENEIDER | LBS-1 |  | Lenteng Agung
E258 | E258-1 | SCHNEIDER | LBS | 2017 | Kramat Jati
E258 | E258-2 | SCHNEIDER | LBS (MOTORIZE) | 2017 | Kramat Jati
T254 |  | MERLIN GERIN | B1 |  | Menteng
T254 |  | FLUOKIT.M | PT |  | Menteng
D392 | CSF-63018 | ORMAZABAL | PMT | 2019 | Menteng
T392P | 258987 | ORMAZABAL | PB |  | Menteng
D392 | CSF-63037 | ORMAZABAL | PMT | 2019 | Menteng
T321 | - | FLUOKIT-M | CBOM |  | Menteng
T321 |  | FLUOKIT-M | PMT |  | Menteng
T321 | - | FLUOKIT-M | PMT |  | Menteng
KP47 |  | SCHNEIDER SM6 | LBS |  | Marunda
BK98 | 1698.16.213 | EGA | LBS |  | Marunda
BK75 | SM0927058 | SCHNEIDER SM6 | LBS | 2017 | Marunda
BK75 | SM9501719 | SCHNEIDER SM6 | LBS | 2017 | Marunda
BK72 | 35416212 | EGA | LBS | 2016 | Marunda
E290P | E290P-03611921 | SCHNEIDER | LBS | 2010 | Kramat Jati
E290P | E290P-102909321 | SCHNEIDER | LBS | 2010 | Kramat Jati
E290P | E290P-103005421 | SCHNEIDER | PB TRAFO | 2010 | Kramat Jati
E371 | E371-23515 | EGA | LBS | 2018 | Kramat Jati
E371 | E371-23473 | GAE | LBS (MOTORIZE) | 2011 | Kramat Jati
E371 | E371-23851 | GAE | PB TRAFO | 2011 | Kramat Jati
E352 | E352-2 | SCHNEIDER | LBS | 2010 | Kramat Jati
GH0112 | - | SCHNEIDER | LBS |  | Ciracas
GH0052 | SB-2011-w16-4-0064 | SCHNEIDER SM6 | LBS |  | Ciracas
GD208 | C1-2012-W.28-5.0010 | SCHNEIDER | LBS | 2012 | Ciracas
GD208 | C1-2012-W.29-5.0034 | SCHNEIDER | PGC | 2012 | Ciracas
E46E | E46E-1 | ABB | PB TRAFO | 2013 | Kramat Jati
E46E | E46E-3 | ABB | PB TRAFO | 2013 | Kramat Jati
PM57C | PM57C-2 | EGA | LBS (MOTORIZE) | 2015 | Kramat Jati
PM57C | PM57C-3 | EGA | PB TRAFO | 2016 | Kramat Jati
S135 | CI-2012-W30-1-0020 | SCHNEIDER SM6 | PMT | 2012 | Menteng
S135 | CI-2012-W28-3-0008 | SCHNEIDER SM6 | PMT | 2012 | Menteng
GH0238 |  | EGA | LBS |  | Marunda
GH0176 |  | EGA | LBS |  | Marunda
BK254 | 502225057/2001-001 | ABB | LBS | 2018 | Marunda
CK52N | 500411660/9001-35 | ABB SAFEPLUS | LBS | 2011 | Marunda
GH0203 |  | EGA | LBS |  | Marunda
GH0203 |  | EGA | LBS |  | Marunda
GH0203 |  | EGA | LBS |  | Marunda
BK122 | 130149 | ABB UNISWITCH | LBS | 2002 | Marunda
CL19 |  | ABB SAFEPLUS | LBS |  | Marunda
CL19 |  | ABB SAFEPLUS | LBS |  | Marunda
PK283 |  | ABB | LBS |  | Marunda
PK283 |  | ABB | LBS |  | Marunda
KP49 | 20012048160004 | ABB SAFEPLUS | LBS | 2001 | Marunda
CK146 | - | SCHNEIDER SM6 | CBOM |  | Marunda
BK160 | 10355158 | ORMAZABAL | LBS | 2010 | Marunda
BK160 | 10365123 | ORMAZABAL | LBS | 2010 | Marunda
KP67 | 500411660/9001-15 | ABB SAFEPLUS | LBS | 2011 | Marunda
KP67 | 500411660/900/10 | ABB SAFEPLUS | LBS | 2011 | Marunda
PK240N |  | ABB | LBS |  | Marunda
GH0203 |  | EGA | LBS |  | Marunda
GH0203 |  | EGA | LBS |  | Marunda
GH0203 |  | EGA | LBS |  | Marunda
CK73 |  | ABB BC5-SYSTEM | LBS |  | Marunda
CK73 |  | ABB BC5-SYSTEM | LBS |  | Marunda
PK101 |  | ABB | LBS |  | Marunda
PK101 |  | ABB | LBS |  | Marunda
KG391 |  | ABB | LBS |  | Marunda
PGS9 |  | FLUKIT M | LBS |  | Marunda
BK122 | 130074 | ABB UNISWITCH | LBS | 2002 | Marunda
GH0203 |  | EGA | LBS |  | Marunda
GH0203 |  | EGA | LBS |  | Marunda
GH0203 |  | EGA | LBS |  | Marunda
GH0203 |  | EGA | LBS |  | Marunda
GH0203 |  | EGA | LBS |  | Marunda
GH0203 |  | EGA | LBS |  | Marunda
MP201 | 0 | SCHNEIDER | PGC |  | Bulungan
KN201 | 1529-18-213 | EGA | LBS | 2018 | Menteng
MG22 | - | EGA | PMT |  | Menteng
BN40 | 0 | SCHNEIDER | PMT |  | Menteng
T345 | 0 | GAE | PGC |  | Menteng
MG22 | - | SCHNEIDER | PMT |  | Menteng
MG22 |  | GAE | PGC |  | Menteng
KN27 | 0 | MERLIN GERIN SM6 | B1 |  | Menteng
KN27 | 0 | MERLIN GERIN SM6 | PMT |  | Menteng
KN27 | 0 | MERLIN GERIN SM6 | PT |  | Menteng
KN27 | 0 | MERLIN GERIN SM6 | PGDB |  | Menteng
KN27 | 0 | MERLIN GERIN SM6 | PMT |  | Menteng
KN33 |  | FLUOKIT-M | PMT |  | Menteng
KN33 |  | FLUOKIT-M | PGDB |  | Menteng
KN33 |  | FLUOKIT-M | B1 |  | Menteng
KN33 |  | FLUOKIT-M | PT |  | Menteng
KN33 |  | FLUOKIT-M | PMT |  | Menteng
KN26 |  | MG SM6 | PMT |  | Menteng
KN26 |  | MG SM6 | PMT |  | Menteng
KN26 |  | MG SM6 | PT |  | Menteng
KN26 |  | MG SM6 | PGDB |  | Menteng
KN26 |  | MG SM6 | B1 |  | Menteng
MG50 |  | FLUOMATIC | PMT |  | Menteng
MG50 |  | FLUOMATIC | PMT |  | Menteng
MG50 |  | DELLE ALSTHOM | PGC |  | Menteng
MG50 |  | DELLE ALSTHOM | PT |  | Menteng
MG19 | 0 | EGA | PB |  | Menteng
MG19 | 0 | EGA | PMT |  | Menteng
MG19 | 0 | EGA | PMT |  | Menteng
KN109 | - | SCHNEIDER | CBOM |  | Menteng
MG14 | 0 | EGA | PB |  | Menteng
MG14 | 0 | MG SM6 | PMT |  | Menteng
MG14 | 0 | EGA | PMT |  | Menteng
MG14 | 0 | EGA | PMT |  | Menteng
MG28 | 0374-20-213 | EGA | LBS | 2020 | Menteng
MG28 | 0375-20-213 | EGA | LBS | 2020 | Menteng
MG28 | 0048-21-234 | EGA | CBOM | 2020 | Menteng
MG83 |  | ABB | B1 |  | Menteng
MG83 |  | ABB | PGDB |  | Menteng
MG83 |  | FLUOKIT-M | PMT |  | Menteng
MG83 |  | ABB | PB |  | Menteng
MG83 |  | FLUOKIT-M | PMT |  | Menteng
MG83 |  | ABB | PT |  | Menteng
MG62 | 724 | Ulusoy | LBS |  | Menteng
MG62 | 561 | Ulusoy | LBS |  | Menteng
MG62 | - | Schneider | LBS | 2017 | Menteng
DT25 |  | MG SM6 | PMT |  | Menteng
DT25 |  | MG SM6 | PGC |  | Menteng
DT25 |  | FLUOKIT-M | B1 |  | Menteng
DT25 |  | MG VERCORS 6 | PGDB |  | Menteng
DT25 |  | MG SM6 | PT |  | Menteng
DT25 |  | MG SM6 | PMT |  | Menteng
DT25 |  | MG SM6 | PMT |  | Menteng
DT25 |  | MG SM6 | PMT |  | Menteng
MP41 | 766 | FLUOKIT M | PGDB |  | Bulungan
KB582 | 0 | SCHNEIDER | CBO |  | Bulungan
MP41 | 2291 | FLUOKIT M | LBS |  | Bulungan
MP41 | 631 | FLUOKIT M | PB |  | Bulungan
MP41 | 2286 | FLUOKIT M | LBS |  | Bulungan
MP43 | 9319656 | MERLIN GERLIN KUNING | PT |  | Bulungan
MP43 | 9315426 | MERLIN GERLIN KUNING | LBS |  | Bulungan
MP43 | 0 | MERLIN GERLIN KUNING | B1 |  | Bulungan
MP43 | 9315443 | MERLIN GERLIN KUNING | LBS |  | Bulungan
MP43 | 0 | MERLIN GERLIN KUNING | PGDB |  | Bulungan
MP44 | 3365 | FLOUKIT M | LBS |  | Bulungan
MP44 | 440 | FLOUKIT.M | PB |  | Bulungan
MP45 | 940643239 | MERLIN GERIN | PT |  | Bulungan
MP45 | 9308319 | MERLIN GERIN | PMT |  | Bulungan
MP45 | 0 | MERLIN GERIN | PMT |  | Bulungan
MP45 | 9314610 | MERLIN GERIN | B1 |  | Bulungan
MP45 | 93181543 | MERLIN GERIN | PGDB |  | Bulungan
MP45 | 9403472 | MERLIN GERIN | PB |  | Bulungan
MP47 | 1253.21.213 | EGA | PMT | 2021 | Bulungan
MP47 | 1226.21.213 | EGA | PMT | 2021 | Bulungan
MP47 | 1028 | FLUOKIT M | PT |  | Bulungan
PG29 | PG 29 | SEMENS | LBS |  | Cempaka Putih
S50 | S 50 | EGA | PMT |  | Menteng
S50 | S 50 | EGA | PMT |  | Menteng
S50 | S 50 | EGA | PB |  | Menteng
S85 | S 85 | GAE | PMT |  | Menteng
S85 | S 85 | GAE | PMT |  | Menteng
S85 | S 85 | GAE | PGC |  | Menteng
S116 | 123 | SCHNEIDER | PGC |  | Menteng
S116 | 123 | SCHNEIDER | LBS |  | Menteng
S116 | 123 | SCHNEIDER | LBS |  | Menteng
S116 | 123 | SCHNEIDER | LBS |  | Menteng
S116 | 123 | SCHNEIDER | LBS |  | Menteng
S116 | 123 | SCHNEIDER | PGC |  | Menteng
S111 |  | MG SM6 | PMT |  | Menteng
S111 |  | MG SM6 | PT |  | Menteng
S111 |  | MG SM6 | B1 |  | Menteng
S111 |  | MG SM6 | PMT |  | Menteng
S111 |  | MG SM6 | PGDB |  | Menteng
S129 |  | GAE | PMT |  | Menteng
S129 |  | GAE | PMT |  | Menteng
S129 | S129 | SCHNEIDER | PGC |  | Menteng
S109 | S109 | GAE | PGC |  | Menteng
S109 |  | FLUOKIT.M | B1 |  | Menteng
S109 | S109 | SCHNEIDER | PMT |  | Menteng
S109 |  | FLUOKIT.M | PT |  | Menteng
S109 |  | FLUOKIT.M | PGDB |  | Menteng
S109 |  | FLUOKIT.M | PMT |  | Menteng
S114 | W42-3-0024 | SCHNEIDER | LBS | 2018 | Menteng
S114 | W42-2-0014 | SCHNEIDER | LBS | 2018 | Menteng
S114 | W23-4-0049 | SCHNEIDER | CBO | 2018 | Menteng
S124 | S 124 | EGA | PGC |  | Menteng
S124 | - | EGA | PMT |  | Menteng
S124 | - | EGA | PMT |  | Menteng
P68 | P68 | SCHNEIDER | LBS MOTORIZE | 2018 | Menteng
P68 | P68 | SCHNEIDER | LBS MOTORIZE | 2018 | Menteng
P68 | P68 | SCHNEIDER | LBS MOTORIZE | 2018 | Menteng
P68 | P68 | SCHNEIDER | ACO | 2018 | Menteng
P68 | P68 | SCHNEIDER | ACO | 2018 | Menteng
P25B | 1564.18.214 | EGA | PB | 2019 | Menteng
P25B | 0365.19.213 | EGA | LBS Motorized | 2019 | Menteng
P58 |  | KIT-25 | PMT |  | Menteng
P58 |  | FLUOKIT-M | PGDB |  | Menteng
P58 | - | FLUOKIT M | PT |  | Menteng
P58 | - | FLUOMATIC | PB |  | Menteng
P58 |  | FLUOMATIC | PMT |  | Menteng
P42 | P42 | EGA | LBS MOTORIZE | 2018 | Menteng
P42 | P42 | SCHNEIDER | PGC | 2018 | Menteng
P86 | 123 | SCHNEIDER | PGC |  | Menteng
P86 | 123 | SCHNEIDER | LBS |  | Menteng
P86 | 123 | MERLIN GERIN | PMT |  | Menteng
P86 | 123 | MERLIN GERIN | PB |  | Menteng
P86 | 123 | MERLIN GERIN | PT |  | Menteng
P86 | 123 | MERLIN GERIN | PGDB |  | Menteng
T113 | W48.1.0020 | SCHNEIDER | PMT | 2014 | Menteng
KN98 | 0 | ABB | PGDB |  | Menteng
KN107 | 0 | GAE | LBS | 2011 | Menteng
TB3 | CI-2019-W27-2-0007 | SCHNEIDER | LBS MOTORIZE | 2019 | Menteng
T113 | W11.2.0016 | SCHNEIDER | PMT | 2015 | Menteng
MG91 | 0 | MERLIN GERIN | PGC |  | Menteng
T113 | W33.3.0008 | SCHNEIDER | CBO | 2015 | Menteng
MG106 | 1 | FLUOKIT M | PMT |  | Menteng
S42 | - | EGA | PB |  | Menteng
MG106 |  | UNINDO | PMT |  | Menteng
S42 | PGC | SCHNEIDER | PGC |  | Menteng
T241 |  | MG SM6 | PMT |  | Menteng
T241 | 0 | MG SM6 | PMT |  | Menteng
T241 | 0 | MG SM6 | B1 |  | Menteng
T241 | 0 | MG SM6 | PGDB |  | Menteng
T241 | 0 | MG SM6 | PT |  | Menteng
T333 | . | SCHNEIDER | PMT |  | Menteng
T333 | . | SCHNEIDER | PMT |  | Menteng
T333 | . | SCHNEIDER | PGC |  | Menteng
T329 | T 329.2 | FLUOKIT-M | PMT |  | Menteng
T329 | T 329 | EGA | PMT |  | Menteng
T329 | T 329.1 | FLUOKIT-M | PGC |  | Menteng
T151 | T151 | SCHNEIDER | PMT | 1995 | Menteng
T151 | T151 | SCHNEIDER | PMT |  | Menteng
T151 | T151 | SCHNEIDER | PB |  | Menteng
T151 | T151 | EGA | PGC |  | Menteng
D103 | 1569.18.214 | EGA | PB | 2018 | Menteng
T186 | CI-2019-W38-2-0041 | SCHNEIDER | LBS MOT | 2019 | Menteng
T9 | T 9 | EGA | PB |  | Menteng
T9 | T9 | Schneider | PMT |  | Menteng
T9 | T 9 | EGA | PMT |  | Menteng
T39D | T 39D | EGA | PMT |  | Menteng
T39D | T 39D | EGA | PMT |  | Menteng
T321 |  | FLUOKIT-M | PMT |  | Menteng
T321 | - | FLUOKIT-M | CBOM |  | Menteng
T321 | - | FLUOKIT-M | PMT |  | Menteng
T321 |  | FLUOKIT-M | PMT |  | Menteng
T321 |  | FLUOKIT-M | PMT |  | Menteng
T321 |  | FLUOKIT-M | PGC |  | Menteng
KN85 | 79149 | EGA | LBS MOTORIZE | 2017 | Menteng
KN85 | 79149 | EGA | LBS MOTORIZE | 2017 | Menteng
KN85 | 79149 | EGA | PGC |  | Menteng
KN61 |  | MG SM6 | PMT |  | Menteng
KN61 |  | MG SM6 | PMT |  | Menteng
KN61 |  | MG SM6 | PGC |  | Menteng
KN97P | 0 | SCHNEIDER | PMT |  | Menteng
KN97P |  | GAE | PB |  | Menteng
KDR137 | 1927 S 042 | ORMAZABAL | LBS | 2019 | Cengkareng
KDR137 | 1927 S 042 | ORMAZABAL | LBS | 2019 | Cengkareng
KDR137 | 1927 S 042 | ORMAZABAL | PB | 2019 | Cengkareng
KN24 | 0 | FLUOKIT-M | PMT |  | Menteng
KN24 | 1 | FLUOKIT-M | PB |  | Menteng
KB126 | 0 | EGA | PB |  | Menteng
KB126 | 0 | EGA | PMT |  | Menteng
KB126 | 0 | EGA | PMT |  | Menteng
KN8 |  | FLUOKIT-M | B2 |  | Menteng
KN8 | 0 | FLUOKIT-M | B1 |  | Menteng
KN8 | 0 | FLUOKIT-M | PGDB |  | Menteng
KN8 |  | FLUOKIT-M | PMT |  | Menteng
KN8 | 0 | FLUOKIT-M | PMT |  | Menteng
KN8 | 0 | FLUOKIT-M | PT |  | Menteng
KB78 | 0 | SCHNEIDER | PMT |  | Menteng
KB78 | 0 | SCHNEIDER | PMT |  | Menteng
KB78 | 0 | SCHNEIDER | PB |  | Menteng
KS55 | - | EGA | LBS | 2017 | Menteng
KS55 | - | EGA | CBOM | 2017 | Menteng
T445 | 0007.15.211 | EGA | PMT | 2020 | Menteng
T445 | 3201.13.131 | EGA | PMT | 2020 | Menteng
KN53 | W03-4-0008 | Schneider | LBS | 2020 | Menteng
KN53 | W04-2-0001 | Schneider | LBS | 2020 | Menteng
KN53 | 0400-20-234 | EGA | CBOM | 2020 | Menteng
KN40 | 0 | SCHNEIDER | CBO-JAR | 2016 | Menteng
KN40 | 0 | SCHNEIDER | CBO-JAR | 2016 | Menteng
KN40 | 0 | SCHNEIDER | CBOM |  | Menteng
KB386 | - | ORMAZAMBAL | PB |  | Menteng
D24B | 0513-20-213 | EGA | PMT | 2020 | Menteng
KN22 | 0 | SCHNEIDER | PMT |  | Menteng
KN22 | 0 | SCHNEIDER | PMT |  | Menteng
KN22 | 0 | SCHNEIDER | PB |  | Menteng
KS2B | - | SCHNEIDER | LBS |  | Menteng
KS2B | - | SCHNEIDER | LBS |  | Menteng
KS2B | - | ULUSOY | LBS |  | Menteng
KN60 |  | MG SM6 | PMT |  | Menteng
KN60 |  | MG SM6 | PMT |  | Menteng
KN60 | - | SCHNEIDER | CBOM |  | Menteng
MG32 |  | FLUOMATIC | PMT |  | Menteng
MG32 |  | FLUOMATIC | PMT |  | Menteng
MG32 |  | DELLE ALSTHOM | PT |  | Menteng
MG32 |  | DELLE ALSTHOM | B1 |  | Menteng
MG32 |  | KIT- 27.2 | PGDB |  | Menteng
KB106 |  | FLUOKIT-M | B1 |  | Menteng
KB106 |  | FLUOKIT-M | PT |  | Menteng
KB106 |  | FLUOKIT-M | PB3 |  | Menteng
KB106 |  | FLUOKIT-M | PB2 |  | Menteng
KB106 |  | FLUOKIT-M | PMT |  | Menteng
KB106 |  | FLUOKIT-M | PMT |  | Menteng
KB106 |  | FLUOKIT-M | PGDB |  | Menteng
KN28 |  | FLUOKIT-M | B1 |  | Menteng
KN28 |  | FLUOKIT-M | PMT |  | Menteng
KN28 |  | FLUOKIT-M | PMT |  | Menteng
KN28 |  | FLUOKIT-M | PB1 |  | Menteng
KN28 |  | FLUOKIT-M | PGDB |  | Menteng
KN28 |  | FLUOKIT-M | PT |  | Menteng
KN28 |  | FLUOKIT-M | PB2 |  | Menteng
KN94 |  | FLUOKIT-M | PMT |  | Menteng
KN94 |  | FLUOKIT-M | PGC |  | Menteng
KN94 |  | FLUOKIT-M | PMT |  | Menteng
MG82 |  | MG VERCOS | PMT |  | Menteng
MG82 |  | MG VERCORS | PGDB |  | Menteng
MG82 |  | MG VERCORS | PMT |  | Menteng
MG82 |  | MG VERCORS | B1 |  | Menteng
S44 | S44 | EGA | LBS |  | Menteng
SP198 | - | SM 6 MG | PGDB |  | Menteng
MG106 |  | FLUOKIT-M | PB1 |  | Menteng
MG106 |  | FLUOKIT-M | PB2 |  | Menteng
D164 | D 164 | FLUOKIT-M | PGDB |  | Menteng
T186 | CI-2019-W38-4-0035 | SCHNEIDER | LBS MOT | 2019 | Menteng
KN92 |  | SCHNEIDER | PGC |  | Menteng
KN92 |  | SCHNEIDER | PMT |  | Menteng
KN92 |  | SCHNEIDER | PMT |  | Menteng
MG85 |  | FLUOKIT.M | PMT |  | Menteng
MG85 | - | FLOUKIT-M | PMT |  | Menteng
MG85 |  | FLUOKIT.M | PMT |  | Menteng
MG85 |  | FLUOKIT.M | PMT |  | Menteng
MG85 |  | ABB | PT |  | Menteng
TP57 | TP 57 | EGA | PMT |  | Cempaka Putih
TP57 | TP 57 | EGA | PB |  | Cempaka Putih
TP58A | TP 58A | SCHNEIDER SM6 | PMT |  | Cempaka Putih
TP74 | TP 74 | SCHNEIDER SM6 | PMT |  | Cempaka Putih
TP74 | TP 74 | SCHNEIDER SM6 | PGC |  | Cempaka Putih
TP80 | TP 80 | MERLIN GERLIN SM6 | PMT |  | Cempaka Putih
TP80 | TP 80 | MERLIN GERLIN SM6 | PMT |  | Cempaka Putih
TP83 | TP 83 | EGA | PMT |  | Cempaka Putih
TP83 | TP 83 | EGA | PB |  | Cempaka Putih
TP88 | TP 88 | SCHNEIDER SM6 | PMT |  | Cempaka Putih
TP93 | TP 93 | FLUKIT M | PMT |  | Cempaka Putih
K251P | K 251P | GAE | PMT | 2011 | Cempaka Putih
K251P | K 251P | GAE | PMT | 2011 | Cempaka Putih
PG294 | PG 294 | EGA | PB |  | Cempaka Putih
PG294 | PG 294 | EGA | PMT |  | Cempaka Putih
PG412 | PG 412 | GAE | PMT |  | Cempaka Putih
PS5N | PS 5N | ULUSOY ELECTRIC | PMT |  | Cempaka Putih
PS74 | PS 74 | MG SM6 | PGDB |  | Cempaka Putih
PS74 | PS 74 | MG SM6 | B 1 |  | Cempaka Putih
RM52 | RM 52 | FLUOKIT M | LBS |  | Cempaka Putih
K268 | K 268 | SCHNEIDER SM6 | PGC |  | Cempaka Putih
RM57 | RM 57 | EGA | PMT |  | Cempaka Putih
TP102P | TP 102P | SCHNEIDER SM6 | PMT | 2011 | Cempaka Putih
K65 | K 65N | GAE | LBS | 2011 | Cempaka Putih
K65 | K 65N | GAE | PB | 2011 | Cempaka Putih
TP103P | TP 103P | GAE | PMT |  | Cempaka Putih
TP103P | TP 103P | GAE | PB |  | Cempaka Putih
PG29 | PG 29 | SIEMENS | PB |  | Cempaka Putih
PG29 | PG 29 | SIEMENS | GI |  | Cempaka Putih
TG82A | - | UNINDO | LBS |  | Cengkareng
TG82A | - | Floumatic | PB |  | Cengkareng
TG83 | 13.0186 | ABB | LBS | 2013 | Cengkareng
TG83 | 13.0034 | ABB | LBS | 2013 | Cengkareng
TG83 | 13.0259 | ABB | PB | 2013 | Cengkareng
TG83 | 13.1386 | ABB | PB | 2013 | Cengkareng
TG83A | 13.0014 | SCHNEIDER | CBO MOT | 2013 | Cengkareng
TG83A | C1-2019-W33-4-0071 | ABB | LBS | 2019 | Cengkareng
TG83A | 13.0329 | ABB | PB | 2013 | Cengkareng
TG83T | 2016CSF6320 | ORMAZABAL | LBS MOT | 2016 | Cengkareng
TG83T | 2016SF61021 | ORMAZABAL | PB | 2016 | Cengkareng
TG83T | 2016CSF63038 | ORMAZABAL | LBS | 2016 | Cengkareng
TG87 | - | MG SM6 | LBS |  | Cengkareng
TG87 | - | MG SM6 | LBS |  | Cengkareng
TG87 | - | MG SM6 | PB |  | Cengkareng
TG88 |  | Fluokit M | PMT |  | Cengkareng
TG88 |  | Fluokit M | PMT |  | Cengkareng
TG88 |  | Fluokit M | PMT |  | Cengkareng
RM54P | RM 54 | ORMAZABAL | LBS | 2018 | Cempaka Putih
RM54P | RM 54 | ORMAZABAL | PB | 2018 | Cempaka Putih
RM55P | RM 55 | MG | LBS |  | Cempaka Putih
RM55P | RM 55 | MG | PB |  | Cempaka Putih
D229 | - | FLOUKIT M | PB |  | Menteng
D229 | D339P | FLUOKIT-M | PMT |  | Menteng
D229 | D299 | FLUOKIT-M | PGC |  | Menteng
D229 |  | FLUOKIT-M | PMT |  | Menteng
SP21 | 1585.18.214 | EGA | PB | 2018 | Menteng
SP21 | 0270.19.213 | EGA | LBS Motorized | 2019 | Menteng
SP29 | - | FLOUKIT - M | PB |  | Menteng
SP29 | - | FLOUKIT - M | PMT |  | Menteng
D204 | - | EGA | PB |  | Menteng
D204 | - | MERLIN GERIN | PT |  | Menteng
D204 | - | MERLIN GERIN | PGC |  | Menteng
D204 | - | EGA MOTORES | PMT |  | Menteng
D204 | - | EGA | PMT |  | Menteng
SP42 |  | FLUOMATIC | PMT |  | Menteng
SP42 |  | NORMASE PT | PT |  | Menteng
SP42 |  | VAMP 40 | PGC |  | Menteng
SP42 |  | KIT-25 | PB |  | Menteng
SP42 |  | FLUOMATIC | PMT |  | Menteng
D293 | - | EGA MOTORES | PMT | 2017 | Menteng
D293 | - | EGA MOTORES | PMT | 2017 | Menteng
D293 | - | EGA | PGC | 2017 | Menteng
SP5N | - | EGA | PMT |  | Menteng
SP5N | - | EGA | PMT |  | Menteng
D264 |  | MERLIN GERIN | PB |  | Menteng
D264 |  | MERLIN GERIN | PMT |  | Menteng
D264 |  | MERLIN GERIN | PMT |  | Menteng
TG31A |  | KIT-25 | PMT |  | Menteng
TG31A |  | FLUOKIT-M | PMT |  | Menteng
TG31A |  | NORMASEPT | PMT |  | Menteng
TG31A |  | NORMASEPT | PB |  | Menteng
SP33 | - | EGA | CBOM | 2017 | Menteng
SP33 | - | SCHNEIDER | PMT | 2017 | Menteng
SP33 | - | EGA | PB | 2017 | Menteng
SP26B | CI-2019-W32-1-0021 | Schneider SM6 | PB 1 | 2019 | Menteng
SP225N | 20109CSF63063 | Ormazabal | LBS Manual | 2019 | Menteng
SP225N | 2019CSF61049 | Ormazabal | PB | 2019 | Menteng
SP26B | CI-2019-W39-3-0075 | Schneider SM6 | CBOM | 2019 | Menteng
T82 |  | KIT-27,2 | PB2 |  | Menteng
TT44P | - | EGA MOTORES | LBS MOTORIZE | 2017 | Menteng
SP9C | - | SCHNEIDER | PB | - | Menteng
SP9C | - | SCHNEIDER | PB | - | Menteng
SP9C | - | EGA MOTORES | PMT | 2017 | Menteng
SP9C | - | EGA MOTORES | PMT | 2017 | Menteng
TB9N | - | EGA MOTORES | LBS MOTORIZE | 2017 | Menteng
TB9N | - | EGA MOTORES | LBS MOTORIZE | 2017 | Menteng
TB9N | - | EGA | PB | 2017 | Menteng
TT18 | CI-2019-W11-3-0046 | SCHNEIDER | CBOM | 2019 | Menteng
D271 | - | MERLIN GERIN | PGC |  | Menteng
D271 | - | EGA MOTORES | PMT | 2017 | Menteng
D271 |  | MERLIN GERIN | PMT |  | Menteng
D271 |  | MERLIN GERIN | PT |  | Menteng
SP22 |  | FLUOKIT-M | PMT |  | Menteng
SP22 |  | FLUOKIT-M | PMT |  | Menteng
SP22 |  | FLUOKIT-M | PB |  | Menteng
DB20 | - | EGA | PB | 2017 | Menteng
DB20 | - | EGA | PB |  | Menteng
DB20 | - | SCHNEIDER MOTORES | PMT | 2017 | Menteng
DB20 | - | SCHNEIDER MOTORES | PMT | 2017 | Menteng
DB20A | 19418214 | EGA | PB | 2018 | Menteng
DB20A | 23518214 | EGA | PB | 2018 | Menteng
DB20A | 3620012 | SCHENDER MOTORICE | PMT | 2017 | Menteng
DB46 |  | FLUOKIT-M | PMT |  | Menteng
DB46 |  | FLUOKIT-M | PMT |  | Menteng
DB46 |  | FLUOKIT-M | PT |  | Menteng
DB46 |  | FLUOKIT-M | PGDB |  | Menteng
DB46 |  | FLUOKIT-M | B1 |  | Menteng
SP197 | - | ABB | PMT |  | Menteng
SP197 | - | ABB | PMT |  | Menteng
SP197 | - | ABB | PB |  | Menteng
DB8B | - | SCHNEIDER | PMT | 2016 | Menteng
DB8B | - | SCHNEIDER | PMT | 2016 | Menteng
DB8B | - | SCHNEIDER | PB | 2016 | Menteng
SP106 |  | MERLIN GERIN | PB |  | Menteng
SP106 |  | MERLIN GERIN | PMT |  | Menteng
SP106 |  | MERLIN GERIN | PGDB |  | Menteng
SP106 |  | MERLIN GERIN | B1 |  | Menteng
SP106 |  | MERLIN GERIN | PT |  | Menteng
SP106 |  | MERLIN GERIN | PMT |  | Menteng
D85 | - | ORMAZABAL | PMT | 2019 | Menteng
D85 | - | ORMAZABAL | PB | - | Menteng
D85 | - | ORMAZABAL | PMT | 2019 | Menteng
T39D | T 39D | EGA | PB |  | Menteng
MG45 | 0 | SCHNEIDER | PGC |  | Menteng
P53 |  | FLUOKIT.M | B1 |  | Menteng
KB350 | 0 | FLUOKIT M | PMT |  | Menteng
KB350 | 0 | FLUOKIT M | PMT |  | Menteng
KB350 | 0 | FLUOKIT M | PGC |  | Menteng
KB350 | 0 | SCHNEIDER | PB |  | Menteng
MG64 |  | KIT-27,2 | PB |  | Menteng
MG64 |  | FLUOKIT-M | PGDB |  | Menteng
SP26B | CI-2019-W32-2-0021 | Schneider SM6 | PB 2 | 2019 | Menteng
MG64 |  | KIT-27.2 | PT |  | Menteng
MG64 |  | KIT-27,2 | PMT |  | Menteng
MG64 |  | KIT-27,2 | PMT |  | Menteng
MG64 | - | FLUOKIT-M | LBS |  | Menteng
KN79 |  | FLUOKIT-M | PMT |  | Menteng
KN79 |  | FLUOKIT-M | PMT |  | Menteng
KN79 |  | FLUOKIT-M | PGC |  | Menteng
KN78 | 0 | SCHNEIDER | PMT |  | Menteng
KN78 | 0 | SCHNEIDER | PMT |  | Menteng
KN78 |  | FLUOKIT-M | PGC |  | Menteng
KN59 |  | SIEMENS | PMT |  | Menteng
KN59 |  | SIEMENS | PMT |  | Menteng
KN59 |  | CONTAC PLASMA | PGC |  | Menteng
MG94 |  | FLUOKIT.M | B1 |  | Menteng
MG94 | 0 | EGA | PMT |  | Menteng
MG94 |  | FLUOKIT.M | PMT |  | Menteng
MG94 |  | FLUOKIT.M | PGC |  | Menteng
MG30 |  | MG VM6 | PMT |  | Menteng
MG30 |  | MG VM6 | PMT |  | Menteng
MG30 |  | MG VM6 | PGDB |  | Menteng
MG30 |  | MG VM6 | B1 |  | Menteng
MG30 |  | MG VM6 | PT |  | Menteng
KB36N | 79149 | SCHNEIDER | PMT |  | Menteng
KB36N | 79149 | SCHNEIDER | PMT |  | Menteng
KB36N | 79149 | SCHNEIDER | PGC |  | Menteng
D359 | - | ULUSOY | LBS MANUAL | 2019 | Menteng
BN35 | 0 | SCHNEIDER | PGC |  | Menteng
D366 | - | EGA | LBS MOTORIZE | 2017 | Menteng
D377 | - | EGA | LBS MOTORIZE | 2017 | Menteng
D377 | - | EGA | PB | 2017 | Menteng
D359 | - | SCHNEIDER | CBOM | 2017 | Menteng
BN35 | 0 | EGA | PMT |  | Menteng
D377 | - | EGA | LBS MOTORIZE | 2017 | Menteng
KN18 |  | MERLIN GERIN | PGDB |  | Menteng
KN18 |  | MERLIN GERIN | B1 |  | Menteng
KN18 |  | MERLIN GERIN | PMT |  | Menteng
KN18 |  | MERLIN GERIN | PT |  | Menteng
KN18 |  | MERLIN GERIN | PMT |  | Menteng
T274 |  | MG SM6 | PB |  | Menteng
T274 |  | MG SM6 | PGDB |  | Menteng
T274 |  | MG SM6 | PMT |  | Menteng
T274 |  | MG SM6 | PMT |  | Menteng
T274 |  | MG SM6 | PT |  | Menteng
KN4 | W23-1-0036 | Schneider SM6 | CBOM | 2017 | Menteng
KN4 | W34-3-0006 | Schneider SM6 | LBS MOTORIZED | 2019 | Menteng
ML1 | - | SCHNEIDER | LBS |  | Menteng
ML1 | - | SCHNEIDER | LBS |  | Menteng
ML1 | - | MG | LBS |  | Menteng
ML1 | - | SCHNEIDER | CBO |  | Menteng
ML2 | 0 | EGA | PMT |  | Menteng
ML2 | 0 | EGA | PMT |  | Menteng
ML2 | 0 | EGA | PGC |  | Menteng
ML4 |  | FLUOKIT.M | B1 |  | Menteng
ML4 |  | FLUOKIT.M | PGDB |  | Menteng
ML4 |  | FLUOKIT.M | PMT |  | Menteng
ML4 |  | FLUOKIT.M | PMT |  | Menteng
ML4 |  | FLUOKIT.M | PT |  | Menteng
KN64 |  | MG SM6 | PMT |  | Menteng
KN64 |  | MG SM6 | PMT |  | Menteng
KN64 |  | MG SM6 | PGC |  | Menteng
KN29 |  | FLUOKIT-M | PMT |  | Menteng
KN29 |  | FLUOKIT-M | PMT |  | Menteng
KN29 |  | FLUOKIT-M | PGDB |  | Menteng
KN29 |  | FLUOKIT-M | B1 |  | Menteng
KN29 |  | FLUOKIT-M | PT |  | Menteng
KN58 |  | FLUOKIT M | PMT |  | Menteng
KN58 | 0 | MG SM6 | PGC |  | Menteng
KN58 |  | FLUOKIT M | PT |  | Menteng
DT50 | DT 50 | SIEMENS | LBS-2 |  | Lenteng Agung
DT50 | DT 50 | GAE | CBOG-1 |  | Lenteng Agung
DT52P | DT 52P | SCHENEIDER | LBS-1 |  | Lenteng Agung
DT52P | DT 52P | SCHENEIDER | LBS-2 |  | Lenteng Agung
DT52P | DT 52P | SCHENEIDER | PB-1 |  | Lenteng Agung
D262 |  | FLUOKIT-M | PT |  | Menteng
AB24A |  | KIT-25 | PMT |  | Menteng
BN2 | - | ULUSOY | LBS | 2020 | Menteng
BN2 | - | ULUSOY | LBS | 2020 | Menteng
T236 |  | MG VM6 | PT |  | Menteng
SN49 | 0273.19.213 | EGA | LBS Motorized | 2019 | Menteng
SN49 | CI-2019-W06-1-0040 | Schneider SM6 | CBOM | 2019 | Menteng
SN49 | CI-2019-W12-2-0025 | Schneider SM6 | CBOG | 2019 | Menteng
SN72 | 0 | SCHNEIDER | PMT |  | Menteng
SN72 | 0 | SCHNEIDER | PMT |  | Menteng
TT9 |  | MERLIN GERIN | PMT |  | Menteng
TT9 |  | MERLIN GERIN | PMT |  | Menteng
TT9 |  | MERLIN GERIN | PB |  | Menteng
SP214 |  | F&G | PMT |  | Menteng
SP214 |  | F&G | PMT |  | Menteng
SP214 |  | F&G | PB |  | Menteng
SP67 | - | Schneider | LBS |  | Menteng
SP67 | - | Schneider | LBS |  | Menteng
SP67 | - | Schneider | PB |  | Menteng
SP67S | - | Schneider | LBS |  | Menteng
SP67S | - | Schneider | LBS |  | Menteng
SP67S | - | Schneider | PB |  | Menteng
SP215 |  | ABB | PMT |  | Menteng
SP215 |  | ABB | PMT |  | Menteng
SP215 |  | ABB | PB |  | Menteng
SP215 |  | ABB | PMT |  | Menteng
SP142 | 0264.19.213 | EGA | LBS Motorized | 2019 | Menteng
SP142 | 1553.18.214 | EGA | PB 1 | 2019 | Menteng
SP142 | 1529.18.214 | EGA | PB 2 | 2019 | Menteng
D289 |  | ORMAZABAL | PMT |  | Menteng
D289 |  | ORMAZABAL | PMT |  | Menteng
D289 |  | ORMAZABAL | PB |  | Menteng
TT25 | - | GAE | LBS |  | Menteng
TT25 | 9402031 | MERLIN GERIN | PB |  | Menteng
TT25 | 0 | GAE | LBS |  | Menteng
SP66 | 2019CSF63072 | Ormazabal | LBS Manual | 2019 | Menteng
SP66 | 2019CSF61047 | Ormazabal | PB | 2019 | Menteng
SP213N | - | FLUOKIT-M | PB |  | Menteng
SP213N | 1512-13 BL | EGA | LBS | 2013 | Menteng
TT6 | CI-2019-W42-3-1404 | SCHNEIDER RM6 | LBS MOT FULLY | 2019 | Menteng
TT6 | C1-2019-W42-2-1402 | SCHNEIDER RM6 | LBS MOT FULLY | 2019 | Menteng
TT6 | CI-2019-W39-2-1401 | SCHNEIDER RM6 | PB FULLY | 2019 | Menteng
SP164 |  | GAE | PMT |  | Menteng
SP164 |  | GAE | PMT |  | Menteng
SP164 |  | GAE | PB |  | Menteng
SP140 | - | SCHNEIDER | PMT | 2017 | Menteng
SP140 | - | EGA | PB | 2017 | Menteng
SP140 | - | SCHNEIDER | PMT | 2017 | Menteng
SP140 | - | EGA | PB | 2017 | Menteng
SP56A | CI-2019-W30-1-0059 | Schneider SM6 | LBS Motorized | 2019 | Menteng
SP56A | CI-2019-W38-2-0012 | Schneider SM6 | PB | 2019 | Menteng
SP56 | CI-2019-W36-3-0028 | Schneider SM6 | LBS Motorized | 2019 | Menteng
SP56 | CI-2019-W40-2-0010 | Schneider SM6 | PB 2 | 2019 | Menteng
TT30 |  | FLUOKIT-M | PMT |  | Menteng
TT30 |  | FLUOKIT-M | PMT |  | Menteng
TT30 |  | FLUOKIT-M | PGC |  | Menteng
D223 |  | FLUOKIT-M | PB |  | Menteng
D223 |  | FLUOKIT-M | B1 |  | Menteng
D223 |  | FLUOKIT-M | PGDB |  | Menteng
D223 |  | FLUOKIT-M | PMT |  | Menteng
D223 |  | FLUOKIT-M | PMT |  | Menteng
SP150N | - | EGA MOTORES | LBS MOTORIZE | 2017 | Menteng
SP150N | - | EGA MOTORES | LBS MOTORIZE | 2017 | Menteng
SP150N | - | EGA | PGC | 2017 | Menteng
SP150N | - | EGA | PGC | 2017 | Menteng
TT31 | CI-2018-W17-5-0011 | SCHNEIDER | LBS | 2018 | Menteng
TT31 | CI-2016-W50-1-0054 | SCHNEIDER | LBS MOT | 2016 | Menteng
TT31 | 1552.18.214 | EGA | PB | 2018 | Menteng
SP141 | W20-2-0004 | Schneider | LBS | 2017 | Menteng
TG88 | C1-2018-W13-2-0016 | SCHINEIDER | PGC | 2018 | Cengkareng
TG88 | C1-2018-W28-6-0016 | SCHINEIDER | LBS MANUAL | 2018 | Cengkareng
TG88 | C1-2018-W37-5-0009 | SCHINEIDER | LBS | 2018 | Cengkareng
TG88 | C1-2018-W29-5-0017 | SCHINEIDER | PGC | 2018 | Cengkareng
TG89 | C1-2019-W18-6-0083 | SCHINEIDER | PGDB | 2019 | Cengkareng
TG89 | C1-2019-W28-1-0034 | SCHINEIDER | LBS MOT | 2019 | Cengkareng
TG89 | C1-2019-W30-4-0023 | SCHINEIDER | LBS MOT | 2019 | Cengkareng
TG89 | C1-2019-W28-5-0022 | SCHINEIDER | LBS MOT | 2019 | Cengkareng
TG89 | C1-2019-W21-3-0012 | SCHINEIDER | PB | 2019 | Cengkareng
TG89A | - | Fluokit M | PB |  | Cengkareng
TG89A | - | Fluokit M | LBS |  | Cengkareng
TG89B | C1-2016-W50-1-0048 | SCHINEIDER | CBO | 2016 | Cengkareng
TG89B | 0297.18.234 | EGA | LBS | 2018 | Cengkareng
TG89B | C1-2016-W45-4-0025 | SCHINEIDER | PB | 2016 | Cengkareng
TG92 | C1-2015-W11-2004 | SCHNAIDER | PGC | 2015 | Cengkareng
TG92 | CI-2015-W113-0014 | SCHNEIDER | LBS MOTORIZE | 2015 | Cengkareng
T6 | T6 | SCHNEIDER | PMT |  | Menteng
T38 | - | ABB | LBS | 2020 | Menteng
T38 | - | ABB | LBS | 2018 | Menteng
T38 | - | ABB | PB | 2020 | Menteng
T73 |  | ABB | PMT |  | Menteng
T73 |  | ABB | PMT |  | Menteng
T73 |  | ABB | PB |  | Menteng
T22N | 0076.17.213 | EGA | LBS | 2017 | Menteng
T22N | 1569.18.213 | EGA | LBS | 2018 | Menteng
T12N | 1839.18 | EGA | PMT | 2018 | Menteng
T12N | 1550.18 | EGA | PMT | 2018 | Menteng
T12N | 1584.18 | EGA | PB | 2018 | Menteng
T12N | W11.3.0001 | Schneider SM6 | CBOG | 2019 | Menteng
T234 |  | FLUOKIT-M | PMT |  | Menteng
T234 |  | FLUOKIT-M | PMT |  | Menteng
T234 |  | FLUOKIT-M | PT |  | Menteng
T234 |  | FLUOKIT-M | B1 |  | Menteng
T234 |  | FLUOKIT-M | PGDB |  | Menteng
T346P | SB-2011-W49-2-0003 | SCHNEIDER RM6 | PMT | 2011 | Menteng
T346P | SB-2011-W45-4-0069 | SCHNEIDER RM6 | PB | 2010 | Menteng
T346P | SB-2011-W45-4-0046 | SCHNEIDER RM6 | PMT | 2011 | Menteng
K237 | K237 | ABB | PB |  | Menteng
K237 | K237 | FLOUKIT M | PGDB |  | Menteng
K237 | K237 | ABB | PT |  | Menteng
K237 | K237 | ABB | PMT |  | Menteng
K237 | K237 | ABB | PMT |  | Menteng
T57 | T57 | OTESSA | PB |  | Menteng
T57 | T57 | OTESSA | PMT |  | Menteng
T103 | T103 | SCHNEIDER | PMT |  | Menteng
T103 | T103 | SCHNEIDER | PMT |  | Menteng
T103 | T103 | SCHNEIDER | PB |  | Menteng
T178 | T178 | ABB | LBS |  | Menteng
T178 | T178 | ABB | LBS |  | Menteng
T178 | T178 | ABB | PB |  | Menteng
T116 | 0 | SCHNEIDER | PMT |  | Menteng
T116 | 0 | SCHNEIDER | PMT |  | Menteng
T116 | 0 | SCHNEIDER | PB |  | Menteng
T223 |  | FLUOKIT.M | PMT |  | Menteng
T223 |  | FLUOKIT.M | PGDB |  | Menteng
T223 |  | FLUOKIT.M | PMT |  | Menteng
T223 |  | FLUOKIT.M | PB |  | Menteng
T177 | T 177 | GAE | PMT |  | Menteng
T177 | T 177 | GAE | PMT |  | Menteng
T177 | T 177 | GAE | PB |  | Menteng
T281 |  | MG | PMT |  | Menteng
T281 |  | MG | PMT |  | Menteng
T281 |  | MG | B1 |  | Menteng
T281 |  | MG | PGDB |  | Menteng
T281 |  | MG | PT |  | Menteng
T3 |  | MERLIN GERIN | PMT |  | Menteng
T3 |  | MERLIN GERIN | PMT |  | Menteng
T3 |  | MERLIN GERIN | PMT |  | Menteng
T3 |  | MERLIN GERIN | PB |  | Menteng
T3 |  | MERLIN GERIN | PMT |  | Menteng
T3 |  | MERLIN GERIN | PMT |  | Menteng
T266 |  | FLUKIT M | PMT |  | Menteng
T266 |  | FLUKIT M | PMT |  | Menteng
T266 |  | FLUKIT M | PDGB |  | Menteng
T266 |  | FLUKIT M | B1 |  | Menteng
T266 |  | FLUKIT M | PT |  | Menteng
T48 | 2019CSF63065 | ORMAZABAL | LBS FULLY | 2019 | Menteng
T48 | T48 | ORMAZABAL | PB FULLY | 2019 | Menteng
T8 | T8 | GAE | PMT |  | Menteng
T8 | T8 | GAE | PMT |  | Menteng
SP3 | - | SCHNEIDER | CBOM | 2017 | Menteng
SP3 | - | SCHNEIDER | PMT | 2017 | Menteng
SP3 | - | SCHNEIDER | PB | 2017 | Menteng
SP3D | 2077.13.BL | EGA | LBS | 2013 | Menteng
BN17 |  | ABB | PT |  | Menteng
BN17 |  | ABB | PMT |  | Menteng
KB50 | IEC62271 | SCHNEIDER | PMT |  | Menteng
KB50 | IEC62271 | SCHNEIDER | PGC | 2014 | Menteng
KG179 | 1595.13.BL | EGA | LBS | 2013 | Marunda
KG259 | 3814 | FLUOKIT M | LBS |  | Marunda
KG117 |  | SCHNEIDER SM6 | LBS | 2016 | Marunda
KG117 |  | SCHNEIDER SM6 | CBOM | 2016 | Marunda
K66B | S9503374 | MG | PB | 2005 | Jatinegara
GH0108 |  | GAE | LBS |  | Jatinegara
TB9 | 224 | FLOUKIT-M | B1 | 1995 | Jatinegara
KM50 | C1-2018-W25-4-0022 | SCHNEIDER | LBS | 2018 | Jatinegara
K200 | SM9606649 | MG | B1 | 1996 | Jatinegara
PM19B | CV734166-00008-1/006 | SIEMENS | PB | 2004 | Jatinegara
PM22 | 22652/032/10/01/E6 | GAE | LBS | 2010 | Jatinegara
PM22BIS | 20415211 | EGA | PB | 2015 | Jatinegara
PM22F | 0495.20.213 | EGA | LBS | 2020 | Jatinegara
K195 | CI-2019-W38-4-1404 | SCHNEIDER SM6 | LBS MOTORIZED | 2019 | Jatinegara
K200 | 95034121 | MG | PGDB | 1995 | Jatinegara
K182 | IDABB221050225 | ARHADI-ABB | ACO (KOPEL) | 2021 | Jatinegara
K212N | 1936 | FLOUKIT M+ | PGC | 2010 | Jatinegara
GH0005 |  | FLOUKIT-M | LBS |  | Jatinegara
K283 | 198062 | Schneider | LBS |  | Menteng
TD55 |  |  |  |  | Ciputat
TD12 |  |  |  |  | Ciputat
T224 | W27-1-2015 | SCHNEIDER | CBO | 2016 | Menteng
DT53 | DT 53 | GAE | LBS-1 |  | Lenteng Agung
DT53 | DT 53 | GAE | LBS-2 |  | Lenteng Agung
RG202 | 173005052683-0272 | SCHNEIDER | LBS-2 |  | Lenteng Agung
MP184 | MP 184 | GAE | LBS |  | Bulungan
KB591 | EGA/2015/0445.15.212 | EGA | LBS MOTORIZE | 2015 | Bulungan
MP184 | MP 184 | EGA | PB |  | Bulungan
KL222 | KL 222 1567-13BL | EGA | LBS |  | Bulungan
KL222 | KL 222 1565-13BL | EGA | LBS |  | Bulungan
KL222 | KL 222 699-13BF | EGA | PB |  | Bulungan
DT60 | CI-2019-W31-4-0016 | SCHNEIDER | LBS-2 | 2019 | Lenteng Agung
DT7 | DT 7 | SCHENEIDER | LBS-1 |  | Lenteng Agung
KB32A |  | KIT-25 | PB |  | Menteng
TB3 | CI-2019-W36-4-0037 | SCHNEIDER | LBS MOTORIZE | 2019 | Menteng
MG14 | 0 | EGA | PB |  | Menteng
KN121 | 0 | ABB | PMT |  | Menteng
KB32 | 0 | EGA | PMT |  | Menteng
KB32 | 0 | EGA | PB |  | Menteng
KB32 | 0 | EGA | PB |  | Menteng
KB32 | 0 | EGA | PMT |  | Menteng
KB40 | - | EGA | PMT | - | Menteng
KB40 | - | EGA | PMT | - | Menteng
KB40 | - | EGA | PB | - | Menteng
D52 | - | SCHNEIDER | PB |  | Menteng
D52 | - | SCHNEIDER | CBOM |  | Menteng
D52 | - | SCHNEIDER | PMT |  | Menteng
KN77 | 0 | SCHNEIDER | PGC |  | Menteng
KN77 | 0 | SCHNEIDER | PMT |  | Menteng
KN77 | 0 | SCHNEIDER | PMT |  | Menteng
KN89 | 0 | SCHNEIDER | PMT |  | Menteng
KN89 | 0 | SCHNEIDER | PGC |  | Menteng
KN219 | 0 | SCHNEIDER | PGC | 2015 | Menteng
KS38 | - | - | - |  | Menteng
T82 |  | KIT-27,2 | PMT |  | Menteng
T339P |  | ABB | PB |  | Menteng
T82 | T82 | SCHNEIDER | PGC |  | Menteng
SP162 | 165287 | MG VERCOR | PMT |  | Menteng
T79N |  | DELLE ALSTHOM | PT |  | Menteng
T79N |  | DELLE ALSTHOM | B1 |  | Menteng
T79N |  | DELLE ALSTHOM | PGDB |  | Menteng
T79N |  | FLUOKIT-M | PMT |  | Menteng
KS31 | KS31 | OTESSA | PT |  | Menteng
KS31 | KS31 | OTESSA | PMT |  | Menteng
KS31 | KS31 | OTESSA | PMT |  | Menteng
KS31 | KS31 | OTESSA | PGDB |  | Menteng
T154 | - | ULUSOY | LBS |  | Menteng
T154 | - | ULUSOY | PB1 |  | Menteng
T154 | - | ULUSOY | PB2 |  | Menteng
T111N |  | F & G | PMT |  | Menteng
T111N |  | F & G | PMT |  | Menteng
T111N |  | F & G | PB |  | Menteng
T125 | - | SCHNEIDER | CBO | 2018 | Menteng
T125 | - | EGA | LBS |  | Menteng
T125 | - | SCHNEIDER | LBS |  | Menteng
T125 | - | SCHNEIDER | CBO |  | Menteng
T81 | 0 | KIT 27.2 | PMT |  | Menteng
T81 | T81 | KIT 27,2 | PB |  | Menteng
T81 | T81 | KIT 27,2 | PB |  | Menteng
T81 | 0 | KIT 27.2 | PMT |  | Menteng
T81 | 0 | KIT 27.2 | PB |  | Menteng
T81 | 0 | KIT 25 | PT |  | Menteng
T81 | T81 | FLOUKIT M | PGDB |  | Menteng
T81 | 0 | KIT 27.2 | PB |  | Menteng
T50 |  | F&G | PMT |  | Menteng
T50 |  | F&G | PMT |  | Menteng
T50 |  | F&G | PB |  | Menteng
T168 | W36.1.0005 | SCHNEIDER | LBS | 2018 | Menteng
T168 | W28.6.0030 | SCHNEIDER | LBS | 2018 | Menteng
T168 | 0256.18.214 | EGA | PB | 2018 | Menteng
T332 | W40.3.0116 | SCHNEIDER | LBS MOT | 2017 | Menteng
T332 | W17.4.0050 | SCHNEIDER | LBS | 2018 | Menteng
T332 | 1515.18.214 | EGA | PB | 2018 | Menteng
T246 |  | FLUKKIT M | PMT |  | Menteng
T246 |  | FLUKIT M | PMT |  | Menteng
T246 |  | FLUKIT M | B1 |  | Menteng
T246 |  | FLUKIT M | PDGB |  | Menteng
T246 |  | FLUKIT M | PT |  | Menteng
T143 | T 143 | SCHNEIDER | PMT |  | Menteng
T143 | T 143 | SCHNEIDER | PMT |  | Menteng
T143 | T 143 | SCHNEIDER | PB2 |  | Menteng
T143 | T 143 | SCHNEIDER | PB1 |  | Menteng
T201 | 198064 | SCHNEIDER | LBS |  | Menteng
T201 | 9415209 | EGA | PB |  | Menteng
KS67 |  | FLOUKIT.M | PGC |  | Menteng
KS67 |  | FLOUKIT.M | PMT |  | Menteng
KS67 |  | FLOUKIT.M | PMT |  | Menteng
T131 | 1504.18.214 | EGA | PB | 2018 | Menteng
T131 | 1629.18.214 | EGA | PB | 2018 | Menteng
PM121B | PM 121B | FLUOKIT M | LBS-2 |  | Lenteng Agung
PM121B | PM 121B | FLUOKIT M | LBS-3 |  | Lenteng Agung
PM123 | PM 123 | EGA | LBS-1 |  | Lenteng Agung
T149 | 0741-18 | EGA | LBS | 2018 | Menteng
T149 | W21-1-0081 | SCHNEIDER | PB | 2019 | Menteng
T149 | W34-2-0072 | SCHNEIDER | CBOM | 2019 | Menteng
T18 | 2305-19 | ULUSOY | CBO-JAR | 2019 | Menteng
MG40 | 223 | Ulusoy | PB |  | Menteng
MG40 | 1401 | Ulusoy | LBS |  | Menteng
MG40 | 1334 | Ulusoy | LBS |  | Menteng
MG40 | 1229 | Ulusoy | CBOM |  | Menteng
GH0152 | 0 | SCHNEIDER | PMT |  | Menteng
GH0152 | 0 | SCHNEIDER | PMT |  | Menteng
MG56 | 0 | SIEMENS | PMT |  | Menteng
MG56 | 0 | SIEMENS | PMT |  | Menteng
RM58P | RM 58 | ABB | LBS | 2011 | Cempaka Putih
RM58P | RM 58 | ABB | PB | 2011 | Cempaka Putih
RM67P | RM 67P | GAE | PMT |  | Cempaka Putih
RM67P | RM 67P | GAE | PB |  | Cempaka Putih
RM68P | RM 68P | ABB | LBS | 2011 | Cempaka Putih
RM68P | RM 68P | ABB | PB | 2011 | Cempaka Putih
RM69P | RM 69P | SM 6 | PMT |  | Cempaka Putih
RM69P | RM 69P | SM 6 | PB |  | Cempaka Putih
PG413P | PG 413P | ABB | PMT |  | Cempaka Putih
PG413P | PG 413P | ABB | PB |  | Cempaka Putih
RM72P | RM 72P | EGA | PMT |  | Cempaka Putih
RM72P | RM 72P | EGA | PB |  | Cempaka Putih
PG420 | PG 420 | GAE | PMT |  | Cempaka Putih
PG420 | PG 420 | SM 6 | PMT |  | Cempaka Putih
PG420 | PG 420 | GAE | PB |  | Cempaka Putih
PG419 | PG 419 | SCHNEIDER | KOPEL | 2011 | Cempaka Putih
PG419 | PG 419 | SCHNEIDER | LBS | 2017 | Cempaka Putih
PG419 | PG 419 | SCHNEIDER | ACO | 2018 | Cempaka Putih
PG422P | PG 422P | ABB | PMT |  | Cempaka Putih
PG424P | PG 422P | EGA | PMT |  | Cempaka Putih
PG422P | PG 422P | ABB | PB |  | Cempaka Putih
PS174P | PS 174P | ABB SAFEPLUS | PMT |  | Cempaka Putih
PS174P | PS 174P | ABB SAFEPLUS | PMT |  | Cempaka Putih
DT4 | CI-2018-W40-1-0021 | SCHENEIDER | LBS-1 |  | Lenteng Agung
DT4 | 2885.17.213 | EGA MOTORIZE | LBS-2 | 2017 | Lenteng Agung
DT4 | 0580.18.214 | EGA | PB-1 | 2018 | Lenteng Agung
DT41 | DT 41 | FLUOKIT M MERAH | LBS-1 |  | Lenteng Agung
DT41 | DT 41 | FLUOKIT M MERAH | B1-1 |  | Lenteng Agung
DT41 | DT 41 | FLUOKIT M MERAH | PGDB-1 |  | Lenteng Agung
DT42 | DT 42 | ABB | LBS-2 |  | Lenteng Agung
DT42 | DT 42 | ABB | PB-1 |  | Lenteng Agung
DT44 | DT 44 | ABB | LBS-1 |  | Lenteng Agung
DT44 | DT 44 | ABB | LBS-2 |  | Lenteng Agung
DT44 | DT 44 | ABB | PB-1 |  | Lenteng Agung
DT46 | CI-2018-W39-5-0008 | SCHNEIDER | LBS-1 | 2018 | Lenteng Agung
DT46 | CI-2019-W33-4-0074 | SCHNEIDER | LBS-2 | 2019 | Lenteng Agung
DT46 | CI-2019-W18-2-0071 | SCHNEIDER | CBOG-1 | 2019 | Lenteng Agung
DT47 | DT 47 | SCHENEIDER | LBS-1 |  | Lenteng Agung
DT47 | DT 47 | SCHENEIDER | LBS-2 |  | Lenteng Agung
DT47 | DT 47 | SCHENEIDER | CBOG-1 |  | Lenteng Agung
DT48 | DT 48 | GAE COMPACT | LBS-1 |  | Lenteng Agung
DT48 | DT 48 | GAE COMPACT | LBS-2 |  | Lenteng Agung
DT48 | DT 48 | GAE COMPACT | PB-1 |  | Lenteng Agung
DT49P | DT 49P | ORMAZABAL | LBS-1 |  | Lenteng Agung
DT49P | DT 49P | ORMAZABAL | LBS-2 |  | Lenteng Agung
DT49P | DT 49P | ORMAZABAL | PB-1 |  | Lenteng Agung
DT50 | DT 50 | SIEMENS | LBS-1 |  | Lenteng Agung
MP230 | 0 | EGA | LBS MOTORIZE |  | Bulungan
PP61 | 0 | FLOUKIT M | PMT |  | Bulungan
PP61 | 0 | GAE | PMT |  | Bulungan
PP61 | 0 | GAE | PB1 |  | Bulungan
PP61 | 0 | GAE | PB2 |  | Bulungan
PP7 | - | MERLIN GERLIN | PMT |  | Bulungan
KL89 | 6718 | FLOUKIT.M | LBS |  | Bulungan
KL92 | 0 | SCHNEIDER | LBS MOTORIZE |  | Bulungan
KL92 | 0 | SCHNEIDER | LBS MOTORIZE |  | Bulungan
KB590 | CI-2014-W27-5-0030 | SCHNEIDER | LBS | 2014 | Bulungan
KL92 | 0 | SCHNEIDER | CBO |  | Bulungan
MP209 | 0 | SCHNEIDER | CBO |  | Bulungan
KL94 | 0794.17.213 | EGA | LBS | 2017 | Bulungan
KL94 | 1722.17.213 | EGA | LBS MOTORIZE | 2017 | Bulungan
KL94 | 0562.17.214 | EGA | PB | 2017 | Bulungan
KL95 | 0 | EGA | LBS |  | Bulungan
KL95 | 0 | EGA | PB |  | Bulungan
KL95 | 0 | EGA | LBS |  | Bulungan
KL96 | 0 | EGA | LBS MOTORIZE |  | Bulungan
KL96 | 0 | EGA | PB |  | Bulungan
KL96 | 0 | EGA | LBS |  | Bulungan
MG100 | 0 | CONTAC PLASMA | CBO |  | Bulungan
MP128 | 0 | SCHNEIDER | CBO MOTORIZE |  | Bulungan
MG100 | 0 | FLOUKIT M | LBS |  | Bulungan
MG100 | 0 | FLOUKIT M | LBS |  | Bulungan
MG101 | 0 | SCHNEIDER | CBO MOTORIZE |  | Bulungan
MG101 | 0 | SCHNEIDER | CBO MOTORIZE |  | Bulungan
MG101 | 0 | SCHNEIDER | CBO MOTORIZE |  | Bulungan
MG104 | 0 | MERLIN GERIN | PT |  | Bulungan
MG104 | 0 | MERLIN GERIN | PMT |  | Bulungan
MG104 | 9501929 | MERLIN GERIN | PGDB |  | Bulungan
MG104 | 271 | MERLIN GERIN | B1 |  | Bulungan
MG104 | 0 | MERLIN GERIN | PMT |  | Bulungan
MG106B | 0 | SCHNEIDER | CBO MOTORIZE |  | Bulungan
KB604 | 0 | EGA | LBS |  | Bulungan
MG106B | 9316474 | SCHNEIDER | CBO MOTORIZE |  | Bulungan
MG106B | 0 | SCHNEIDER | CBO MOTORIZE |  | Bulungan
KL236 | 0 | EGA | PB |  | Bulungan
KL236 | 0 | EGA | LBS |  | Bulungan
SP138 | - | SCHNEIDER | PGC |  | Menteng
PG190P | PG 190P | ABB | PB | 2019 | Cempaka Putih
KDR101 | 582.12BL - 2012 | EGA | PMT | 2012 | Cengkareng
KDR101 | 386.12BL - 2012 | EGA | PMT | 2012 | Cengkareng
KDR118 | 12.1510 - 2012 | ABB | PMT | 2012 | Cengkareng
KDR118 | 12.1615 - 2012 | ABB | PB | 2012 | Cengkareng
KDR120 | SN : 1268.21.213 | EGA | LBS Motorized | 2021 | Cengkareng
KDR120 | W40-3-0056 | SCHNEIDER | LBS MOT | 2017 | Cengkareng
KDR123 | 1345.13BL - 2013 | EGA | PMT | 2013 | Cengkareng
KDR123 | 580.13BF - 2013 | EGA | BEBAN | 2013 | Cengkareng
BTC35 | 1008.13.BF | EGA | PB | 2013 | Cengkareng
BTC35 | 754.12.BL | EGA | LBS MOT | 2012 | Cengkareng
CKG80 | 13.0375 | ABB | LBS | 2013 | Cengkareng
T231 |  | FLUOKIT-M | PMT |  | Menteng
T231 |  | FLUOKIT-M | PMT |  | Menteng
T287 |  | FLUOKIT-M | PMT |  | Menteng
JGK5 | JGK 5 | FLUOKIT M | LBS-2 |  | Lenteng Agung
JGK6 | JGK 6 | EGA | LBS-1 |  | Lenteng Agung
JGK6 | JGK 6 | EGA | PB-1 |  | Lenteng Agung
JGK6 | JGK 6 | SCHNEIDER | LBS-2 |  | Lenteng Agung
SN118 | 0 | FLOUKIT M | PB |  | Bulungan
SN118 | 0 | FLOUKIT M | PMT |  | Bulungan
SN12 | 0 | FLOUKIT M | PMT |  | Bulungan
SN12 | 0 | MERLIN GERLIN | PMT |  | Bulungan
SN12 | 0 | MERLIN GERLIN | PB |  | Bulungan
SN12 | 0 | MERLIN GERLIN | PGC |  | Bulungan
KB376 | 0854.16.216 | EGA | CBOM MOTORIZE | 2016 | Bulungan
PP133 | 0 | SCHNEIDER | CBOM |  | Bulungan
SN13 | 0 | SCHNEIDER | PGC |  | Bulungan
MP214 | 0 | EGA | LBS MOTORIZE |  | Bulungan
SN13 | 0 | SCHNEIDER | PMT |  | Bulungan
SN13 | 0 | SCHNEIDER | PMT |  | Bulungan
SN13 | 0 | SCHNEIDER | PGC |  | Bulungan
SN115 | 0 | FLUOKIT M | LBS |  | Bulungan
PM126 | PM 126 | SCHNEIDER | LBS-1 |  | Lenteng Agung
PM126 | PM 126 | SIEMENS | LBS-2 |  | Lenteng Agung
PM126 | PM 126 | SIEMENS | PB-2 |  | Lenteng Agung
PM127 | PM 127 | SCHENEIDER | LBS-1 |  | Lenteng Agung
PM127 | PM 127 | SCHENEIDER | LBS-2 |  | Lenteng Agung
PM127 | PM 127 | SCHENEIDER | PB-1 |  | Lenteng Agung
PM127A | PM 127A | SCHNEIDER | LBS-1 |  | Lenteng Agung
PM128A | PM 128A | ABB | LBS-1 |  | Lenteng Agung
PM128A | PM 128A | ABB | LBS-2 |  | Lenteng Agung
PM128A | PM 128A | ABB | PB-1 |  | Lenteng Agung
PM129 | 5021.214 | EGA | LBS-1 | 2021 | Lenteng Agung
PM129 | PM 129 | EGA | LBS-2 | 2021 | Lenteng Agung
PM129 | 3121.213 | EGA | PB-1 | 2021 | Lenteng Agung
PM129A | PM 129A | MG RM 6 (COMPAC) | LBS-1 |  | Lenteng Agung
PM129A | PM 129A | MG RM 6 (COMPAC) | LBS-2 |  | Lenteng Agung
PM129A | PM 129A | MG RM 6 (COMPAC) | PB-1 |  | Lenteng Agung
PM129S | PM 129S | ABB SAFE PLUS | LBS-1 |  | Lenteng Agung
PM129S | PM 129S | ABB SAFE PLUS | LBS-2 |  | Lenteng Agung
PM129S | PM 129S | ABB SAFE PLUS | PB-1 |  | Lenteng Agung
PM131A | PM 131A | Schneider | LBS-1 |  | Lenteng Agung
PM131A | PM 131A | Schneider | LBS-2 |  | Lenteng Agung
PM131A | PM 131A | EGA | PB-1 |  | Lenteng Agung
PM135B | PM 135B | SCHENEIDER | LBS-1 |  | Lenteng Agung
PM135B | PM 135B | SCHENEIDER | LBS-2 |  | Lenteng Agung
PM136 | IDABB418100948/2018 | ABB | LBS-2 | 2018 | Lenteng Agung
SN80 | 0 | ABB | PMT |  | Bulungan
T287 |  | FLUOKIT-M | PMT |  | Menteng
T287 | - | FLUOKIT-M | PGDB |  | Menteng
T287 |  | FLUOKIT-M | PT |  | Menteng
T35 | T35 | FLUOKIT-M | PB2 |  | Menteng
T35 | T35 | FLUOKIT-M | PMT |  | Menteng
T35 | T35 | EGA | PMT |  | Menteng
T35 | T35 | FLUOKIT-M | PB1 |  | Menteng
T295 | 2018.W43.2.0030 | SCHNEIDER | LBS | 2018 | Menteng
T295 | 2018.W43.1.0035 | SCHNEIDER | LBS | 2018 | Menteng
T295 | 0300.18.234 | EGA | CBO | 2018 | Menteng
T132 |  | KIT-25 | PMT |  | Menteng
T132 |  | KIT-25 | PMT |  | Menteng
T132 |  | KIT-25 | PB |  | Menteng
KN109 | 0 | GAE | PMT |  | Menteng
KN241 | 0 | EGA | PB |  | Menteng
KN109 | 0 | GAE | PMT |  | Menteng
T69B |  | KIT-25 | PMT |  | Menteng
T69B |  | KIT-25 | PMT |  | Menteng
T69B |  | KIT-25 | PB |  | Menteng
T69N | T69N | SCHNEIDER | CBO JAR |  | Menteng
T69N | T69N | SCHNEIDER | PMT |  | Menteng
T69N | T69N | EGA | PB |  | Menteng
GH0145 | - | MG VERCOR | PB1 |  | Menteng
E256 | 0571.17.212 | EGA | PB | 2017 | Pondok Gede
TG21B | W2320019 | SCHENDER MOTORICE | LBS MOTORIZE | 2018 | Menteng
TT34 |  | ABB | PMT |  | Menteng
TT34 |  | ABB | PMT |  | Menteng
K175A | K175 | EGA | PB |  | Menteng
SP31A |  | KIT-25 | PMT |  | Menteng
SP31A |  | KIT-25 | PMT |  | Menteng
SP31A |  | KIT-25 | PB |  | Menteng
T422 | 141817214 | EGA | PB | 2018 | Menteng
SP218 | - | FLOUKIT M | PGDB |  | Menteng
MG91 | 0 | MERLIN GERIN | PMT |  | Menteng
D207 |  | ABB | PMT |  | Menteng
D207 |  | ABB | PMT |  | Menteng
D207 |  | ABB | PB |  | Menteng
D215 | 8-5-0019 | SCHENDER | PMT | 2018 | Menteng
D215 | 6-5-0014 | SCHENDER MOTORICE | PMT | 2018 | Menteng
D215 | 1489-18-214 | EGA | PB | 2018 | Menteng
D214 | - | EGA | PMT | - | Menteng
D214 | - | EGA | PB |  | Menteng
D214 | - | EGA MOTORIC | LBS MOTORIZE | 2014 | Menteng
D214 | - | EGA | PB | - | Menteng
D29N | 0045-21-213 | EGA | LBS | 2021 | Menteng
D29N | 0056-21-213 | EGA | LBS | 2021 | Menteng
D41T | - | EGA | LBS MOTORIZE | 2018 | Menteng
D41T | - | FLUOKIT-M | PMT |  | Menteng
D41T | - | KIT-25 | metring |  | Menteng
D156 | W40-1-1401 | Schneider | LBS | 2019 | Menteng
D156 | W40-4-1404 | Schneider | LBS | 2019 | Menteng
D156 | W03-4-1402 | Schneider | PB | 2020 | Menteng
D221 |  | MERLIN GERIN | PMT |  | Menteng
D221 |  | MERLIN GERIN | PMT |  | Menteng
D221 |  | MERLIN GERIN | PB |  | Menteng
D186 | 1607.18.214 | SCHNEIDER | LBS | 2017 | Menteng
D186 | 1607.18.214 | EGA | PB | 2018 | Menteng
D186 | W26.6.0034 | SCHNEIDER | CBO-PENYULANG | 2017 | Menteng
D66T | D 66T | EGA | PMT |  | Menteng
D66T | D 66T | EGA | PMT |  | Menteng
D66T | D 66T | EGA | PB |  | Menteng
D26B | 0 | FLUOKIT-M | PMT |  | Menteng
D26B | 0 | FLUOKIT-M | PMT |  | Menteng
D26B | 0 | FLUOKIT-M | PB |  | Menteng
D26 |  | FLUOKIT.M | PMT |  | Menteng
D26 |  | FLUOKIT.M | PB |  | Menteng
D26 |  | FLUOKIT.M | PMT |  | Menteng
D142 | - | EGA | PB2 |  | Menteng
D142 | - | SCHNEIDER | PGC |  | Menteng
D142 | - | EGA | PB |  | Menteng
D142 | - | EGA | PMT |  | Menteng
D30BIS | C1-2018-W18-5-0049 | SCHENIDER | PMT | 2018 | Menteng
D30BIS | 1511.18.214 | EGA | PB | 2018 | Menteng
D30BIS | 2666.17.213 | EGA MOTORIS | LBS MOTORIZE | 2017 | Menteng
D30N |  | F & G | PMT |  | Menteng
D30N |  | F & G | PMT |  | Menteng
D30N |  | F & G | PB |  | Menteng
TT35 | - | SCHNEIDER | PGC |  | Menteng
K306 | - | EGA | PMT |  | Menteng
D190 | - | SCHNEIDER | PGC |  | Menteng
SP6 | - | KIT-27.2 | LBS |  | Menteng
D23U | 1620.17.214 | EGA | PB | 2017 | Menteng
D64 | - | ABB | PB |  | Menteng
D64 | - | ABB | PMT |  | Menteng
D64 |  | KIT 27.2 | PMT |  | Menteng
D64 |  | KIT 27.2 | PB |  | Menteng
D64 |  | KIT 27.2 | PMT |  | Menteng
T8 | T8 | GAE | PB |  | Menteng
T48B | T48B | SCHNEIDER | PMT |  | Menteng
T48B | T48B | SCHNEIDER | PMT |  | Menteng
T48B | T48B | SCHNEIDER | PB |  | Menteng
T101 | T101 | F&G | PMT |  | Menteng
T101 | T101 | F&G | PMT |  | Menteng
T101 | T101 | F&G | PB |  | Menteng
T20 | T20 | EGA | PMT |  | Menteng
T20 | T20 | EGA | PMT |  | Menteng
T20 | T20 | EGA | PB |  | Menteng
T140 |  | KIT-25 | PMT |  | Menteng
T140 |  | FLUOKIT-M | PB |  | Menteng
T140 |  | KIT-25 | PMT |  | Menteng
T135 |  | KIT-25 | PB |  | Menteng
T135 | T135 | EGA | PMT |  | Menteng
T135 |  | KIT-25 | PMT |  | Menteng
TT61 | CI-2018-W42-5-0051 | SCHNEIDER | CBO-JAR | 2018 | Menteng
TT61 | - | EGA | LBS MOT | 2017 | Menteng
TT61 | - | EGA | CBOM | 2017 | Menteng
D337 | - | GAE | PMT |  | Menteng
D337 | - | GAE | PGC |  | Menteng
TT52 | - | SCHNEIDER | CBOM |  | Menteng
T316 |  | FLOUKIT.M (BARU) | PMT |  | Menteng
T316 |  | FLOUKIT.M (BARU) | PMT |  | Menteng
T316 | - | ULUSOY | PGC | 2020 | Menteng
T222 |  | FLUOKIT-M | PMT |  | Menteng
T222 |  | FLUOKIT-M | PGDB |  | Menteng
T222 |  | FLUOKIT-M | PMT |  | Menteng
T222 |  | FLUOKIT-M | PT |  | Menteng
T222 |  | FLUOKIT-M | PB |  | Menteng
T19A |  | FLUOMATIC | PMT |  | Menteng
T19A | T19A | EGA | PMT |  | Menteng
T19A |  | FLUOMATIC | PB |  | Menteng
T39N |  | ORMAZABAL | PMT |  | Menteng
T39N |  | ORMAZABAL | PMT |  | Menteng
T39N |  | ORMAZABAL | PB |  | Menteng
SP138 | - | EGA | LBS MOTORIZE | 2019 | Menteng
SP138 | - | EGA | LBS MOTORIZE | 2019 | Menteng
E44 | E308-1 | SCHNEIDER | LBS | 2003 | Kramat Jati
E308 | E308-03041242 | EGA | LBS (MOTORIZE) | 2017 | Kramat Jati
E308 | E308-040214212 | EGA | LBS | 2017 | Kramat Jati
E308 | E308-025014214 | EGA | PB TRAFO | 2017 | Kramat Jati
E308 | E308-026317204 | EGA | PB TRAFO | 2017 | Kramat Jati
E15A | E15A-047715213 | EGA | LBS (MOTORIZE) | 2015 | Kramat Jati
PS29 | PS 29 | FLUKIT C410 | PMT |  | Cempaka Putih
PS29 | PS 29 | FLUKIT C410 | PB 2 |  | Cempaka Putih
PS31 | PS 31 | EGA | PMT |  | Cempaka Putih
PS31 | PS 31 | EGA | PB 1 |  | Cempaka Putih
PS32 | PS 32 | EGA | PMT |  | Cempaka Putih
PS33 | PS 33 | EGA | PMT |  | Cempaka Putih
PS37 | PS 37 | SCHNEIDER SM6 | PMT |  | Cempaka Putih
PS39 | PS 39 | SCHNEIDER SM6 | PMT |  | Cempaka Putih
PS39 | PS 39 | SCHNEIDER SM6 | PMT |  | Cempaka Putih
PS40 | PS 40 | ABB | PMT |  | Cempaka Putih
PS41 | PS 41 | EGA | PMT |  | Cempaka Putih
PK284 |  | MG SCHNEIDER | PGC |  | Marunda
PK261 |  | ABB SAFEPLUS | PT |  | Marunda
CK195 | 25477/083/11/03/E6 | GAE GLS | PGC | 2011 | Marunda
KG131 |  | ABB SAFEPLUS | PT |  | Marunda
BK147 |  | SCHNEIDER SM6 | PGC | 2015 | Marunda
KG131 | 501165074/1001-02 | ABB SAFEPLUS | PGDB | 2015 | Marunda
KG131 | - | ABB SAFEPLUS | PT |  | Marunda
PS42 | PS 42 | EGA | PMT |  | Cempaka Putih
PS42A | PS 42A | EGA | PMT |  | Cempaka Putih
PS43 | PS 43 | SCHNEIDER SM6 | PMT |  | Cempaka Putih
PS44 | PS 44 | EGA | PMT |  | Cempaka Putih
PS44 | PS 44 | EGA | PB 2 |  | Cempaka Putih
PS49 | PS 49 | EGA | PMT |  | Cempaka Putih
SN80 | 0 | FLUOKIT M | PB |  | Bulungan
SN81 | 1795.17.213 | EGA | LBS | 2017 | Bulungan
SN81 | 4599 | FLUOKIT M | LBS |  | Bulungan
SN81 | 625 | FLUOKIT M | PB |  | Bulungan
MG85 |  | ABB | B1 |  | Menteng
MG85 |  | ABB | PGDB |  | Menteng
MG85 |  | FLUOKIT.M | PMT |  | Menteng
KN7 | 0 | MERLIN GERIN | PMT |  | Menteng
KN7 | 0 | MERLIN GERIN | PGC |  | Menteng
KN7 | 0 | MERLIN GERIN | PB |  | Menteng
KN7 | 0 | MERLIN GERIN | PMT |  | Menteng
KB179N |  | SIEMENS | PB1 |  | Menteng
KB179N |  | FLUOMATIC | PB2 |  | Menteng
KB179N |  | FLUOMATIC | PMT |  | Menteng
KB179N |  | KIT-27,2 | PMT |  | Menteng
S17E | W26-5-07 | SCHNEIDER | CBO-JAR | 2016 | Menteng
T271 |  | MG SM6 | PGDB |  | Menteng
D331 | W04-4-0006 | SCHNEIDER | PMT | 2020 | Menteng
B29C | - | FLUOKIT-M | PMT |  | Menteng
CK20X |  | MG SCHNEIDER | PB TRAFO |  | Marunda
PK68C |  | MG SCHNEIDER | PB TRAFO |  | Marunda
CK183 |  | SIEMENS | PGC |  | Marunda
MD72 | CV733362000190/002 | SIEMENS | PGC | 2014 | Marunda
KG109 |  | FLUKIT M MERAH | LBS |  | Marunda
TT34 |  | GAE | PB |  | Menteng
TG37 | - | EGA | PB | 2017 | Menteng
TG37 | - | SCHNEIDER | PMT | 2017 | Menteng
TG37 | - | EGA MOTORES | LBS MOTORIZE | 2017 | Menteng
SP131 | CI-2019-W27-2-0006 | Schneider SM6 | LBS Motorized | 2019 | Menteng
SP131 | CI-2019-W38-3-0046 | Schneider SM6 | PB 1 | 2019 | Menteng
SP25 |  | FLUOKIT-M | PMT |  | Menteng
SP25 |  | KIT 27.2 | PB |  | Menteng
SP25 |  | KIT 27.2 | PMT |  | Menteng
SP25 |  | SIEMENS | PMT |  | Menteng
KN109 | - | GAE | CBOM |  | Menteng
D201 | - | EGA MOTORES | LBS MOTORIZE | 2017 | Menteng
D201 | - | EGA | PB | - | Menteng
D201 | - | EGA | PGC | 2017 | Menteng
TG71 | 0195.18.214 | EGA | PB | 2018 | Menteng
SP73 | - | EGA MOTORES | LBS MOTORIS | 2017 | Menteng
SN72 | 0 | SCHNEIDER | CBOM |  | Menteng
SP73 | - | EGA | PGC | 2017 | Menteng
SP73 | - | EGA MOTORES | LBS MOTORIS | 2017 | Menteng
D261 | - | FLUOKIT-M | PMT |  | Menteng
D261 | - | FLUOKIT-M | PMT |  | Menteng
D261 | - | FLUOKIT-M | B1 |  | Menteng
D261 | - | FLUOKIT-M | PGDB |  | Menteng
D216 | W48-3-0019 | SCHNEIDER | LBS | 2014 | Menteng
D216 | W49-3-0015 | SCHNEIDER | LBS | 2014 | Menteng
D296 | - | SCHNEIDER | CBO |  | Menteng
D296 | - | EGA | PB |  | Menteng
D296 | - | SCHNEIDER | CBO |  | Menteng
D296 | - | EGA | PMT |  | Menteng
D109 |  | KIT-25 | PMT |  | Menteng
D109 | 0 | KIT-25 | PMT |  | Menteng
D109 | 0 | KIT 25 | PB1 |  | Menteng
D109 | 0 | KIT 25 | PB2 |  | Menteng
T33A | . | SIEMENS | PMT |  | Menteng
T33A | . | SIEMENS | PMT |  | Menteng
T33A | . | SIEMENS | PB |  | Menteng
T33N | 0344.18.234 | EGA | CBO | 2018 | Menteng
T33N | 3490.17.213 | EGA | LBS | 2017 | Menteng
T33N | 3480.17.213 | EGA | LBS | 2017 | Menteng
T33N | 3479.17.213 | EGA | LBS | 2017 | Menteng
T33N | 3425.17.213 | EGA | LBS | 2017 | Menteng
T33N | 3492.17.213 | EGA | LBS | 2017 | Menteng
T33N | 0371.18.234 | EGA | CBO | 2018 | Menteng
SP141 | W07-2-0025 | Schneider | CBOM | 2019 | Menteng
CB44P | 121257 | ABB UNISWITCH | PB | 2012 | Pondok Gede
CB44P | W41.3.0006 | SCHNEIDER | LBS | 2012 | Pondok Gede
CB44P | W42.4.0025 | SCHNEIDER | LBS | 2012 | Pondok Gede
KDR124 | C1-2013-W24-4-0010 | SCHNEIDER | CBOG | 2013 | Cengkareng
T79N |  | FLUOKIT-M | PMT |  | Menteng
D314 | D314 | SCHNEIDER | PGC |  | Menteng
D314 | D314 | SCHNEIDER | LBS |  | Menteng
D314 | D314 | SCHNEIDER | LBS |  | Menteng
D25 | - | SCHNEIDER | PMT |  | Menteng
D25 | - | SCHNEIDER | PB |  | Menteng
D25 | - | SCHNEIDER | CBO-MP | 2018 | Menteng
D25N | - | EGA | LBS MOTORIZE | 2018 | Menteng
D25N | - | EGA | LBS MOTORIZE | 2018 | Menteng
D25N | - | EGA | PB |  | Menteng
D30D | - | EGA | PMT | 2019 | Menteng
D30D | - | EGA | PMT |  | Menteng
D30D | - | EGA | PB | 2019 | Menteng
PP17 | 0 | EGA | LBS MOTORIZE |  | Bulungan
PP17 | 0830.17.212 | EGA | LBS | 2017 | Bulungan
PP17 | 0 | EGA | PB |  | Bulungan
PP17 | 0 | EGA | PB1 |  | Bulungan
TD322 | 0 | SIEMENS | PMT |  | Bulungan
PP18 | 0 | MERLIN GERIN | PB |  | Bulungan
PP18 | 0 | EGA | PB |  | Bulungan
PP18 | 1707895 | EGA | LBS MOTORIZE | 2017 | Bulungan
PP18 | 1707981 | EGA | LBS MOTORIZE | 2017 | Bulungan
PP19 | 0 | FLUOKIT M | LBS |  | Bulungan
PP19 | 0 | KIT 25 | PB2 |  | Bulungan
PP19 | 0 | KIT 25 | PB1 |  | Bulungan
PP19 | 0 | FLUOKIT M | LBS |  | Bulungan
PP2 | 0 | SCHNEIDER | PB |  | Bulungan
KB199 | KB 199 | SCHENEIDER | LBS-2 |  | Lenteng Agung
KB199 | KB 199 | SCHENEIDER | PB-1 |  | Lenteng Agung
KB199 | KB 199 | SCHENEIDER | PB-2 |  | Lenteng Agung
DT115 | 0217.17.213 | EGA | LBS-1 |  | Lenteng Agung
MP2 | MP 2 | ABB | LBS-1 |  | Lenteng Agung
MP2 | MP 2 | ABB | LBS-2 |  | Lenteng Agung
MP2 | MP 2 | ABB | PB-1 |  | Lenteng Agung
MP33 | MP 33 | SCHENEIDER | LBS-1 |  | Lenteng Agung
MP33 | MP 33 | SCHENEIDER | LBS-2 |  | Lenteng Agung
MP33 | MP 33 | SCHENEIDER | PB-1 |  | Lenteng Agung
MP92 | 2018CSF63133 | ORMAZABAL | LBS-1 | 2018 | Lenteng Agung
MP92 | 2018CSF63134 | ORMAZABAL | LBS-2 | 2018 | Lenteng Agung
MP92 | 2018CSF61071 | ORMAZABAL | PB-1 | 2018 | Lenteng Agung
MP96 | MP 96 | SCHENEIDER | LBS-1 |  | Lenteng Agung
MP96 | MP 96 | SCHENEIDER | LBS-2 |  | Lenteng Agung
MP96 | MP 96 | SCHENEIDER | CBOG-1 |  | Lenteng Agung
PM1 | PM 1 | ABB | LBS-1 |  | Lenteng Agung
PM109 | PM 109 | SIEMENS | CBOG-1 |  | Lenteng Agung
KJ114 | KJ 114 - LBS 1 | MG SM6 | LBS |  | Kebon Jeruk
KJ114 | KJ 114 - LBS 2 | MG SM6 | LBS |  | Kebon Jeruk
KJ114 | KJ 114 - PB 1 | MG SM6 | PB |  | Kebon Jeruk
KB569 | KB 569 12986 | ABB | LBS MOTORIZED | 2012 | Bulungan
KB569 | KB 569 12989 | ABB | LBS MOTORIZED | 2012 | Bulungan
KJ115 | KJ 115 - LBS 1 | SCHNEIDER | LBS MOTORIZED |  | Kebon Jeruk
PM111 | PM 111 | EGA | LBS-1 |  | Lenteng Agung
PM121B | PM 121B | FLUOKIT M | LBS-1 |  | Lenteng Agung
PK44F |  | SCHNEIDER SM6 | CBOM |  | Marunda
KG49 |  | EGA | LBS |  | Marunda
KIOS906 |  | KIT 25 | LBS |  | Marunda
KIOS906 |  | KIT 25 | LBS |  | Marunda
KG49 |  | EGA | LBS |  | Marunda
BK60 |  | FLUOKIT M | LBS |  | Marunda
PK201 |  | SCHNEIDER SM6 | LBS |  | Marunda
CK48 |  | KIT 25 | LBS |  | Marunda
KG33 |  | SCHNEIDER SM6 | LBS |  | Marunda
PK147N |  | EGA | LBS |  | Marunda
KJ117 | KJ 117 - LBS1 | MG | LBS MANUAL |  | Kebon Jeruk
KJ117 | KJ 117 - LBS2 | MG | LBS MANUAL |  | Kebon Jeruk
KJ117 | KJ 117 - CBOM | MG | CBOM |  | Kebon Jeruk
TG92 | C1-2015-W481-0040 | SCHNEIDER | LBS | 2014 | Cengkareng
TG95 | CI-2012-W29-5-0023 | SCHNEIDER | LBS | 2012 | Cengkareng
TG95 | 10151 | FLUOKIT M | LBS | 2013 | Cengkareng
TG95 | - | UNMDO | LBS | 2012 | Cengkareng
TG95PS | - | Schneider RM6 | LBS |  | Cengkareng
TG95PS | - | Schneider RM6 | PB |  | Cengkareng
TG95PS | - | Schneider RM6 | LBS |  | Cengkareng
TG95S | CI-2019-w26-3-1404 | SCHINEIDER | LBS | 2019 | Cengkareng
TG95S | CI-2019-w26-2-1406 | SCHINEIDER | LBS | 2019 | Cengkareng
TG95S | CI-2020-w35-2-1403 | SCHENEIDER | PB | 2020 | Cengkareng
SN127 | 0 | FLUOKIT M | LBS |  | Bulungan
MP171 | MP 171 25492 | GAE | LBS | 2011 | Bulungan
MP171 | MP 171 24067 | GAE | CBOM | 2011 | Bulungan
PP7 | - | MERLIN GERLIN | PB |  | Bulungan
SP39 | - | SCHNEIDER | LBS |  | Menteng
SP39 | - | SCHNEIDER | LBS |  | Menteng
SP39 | - | SCHNEIDER | PGC |  | Menteng
KN58 |  | FLUOKIT M | PMT |  | Menteng
KN93 | 0 | SCHNEIDER | PGC |  | Menteng
MP105 | 0 | MERLIN GERIN | PT |  | Bulungan
TD408 | 0 | EGA | LBS |  | Bulungan
SN13B | 9115835 | MERLIN GERIN | PMT |  | Bulungan
SN13B | 91141514 | MERLIN GERIN | B1 |  | Bulungan
SN13B | 9109156 | MERLIN GERIN | PGDB |  | Bulungan
SN13B | 0 | FLOUKIT M | PB |  | Bulungan
SN13B | 9605752 | MERLIN GERIN | PMT |  | Bulungan
TD48 | CI-2018-w-40-1-0039 | SCHNEIDER | PB | 2018 | Bulungan
TD411 | 0 | EGA | PMT |  | Bulungan
SN15 | SN 15 | EGA | PMT |  | Bulungan
SN15 | SN 15 | EGA | PB 1 |  | Bulungan
SN15 | 73-46-6395 | EGA | PMT |  | Bulungan
KB422 | 0 | EGA | LBS |  | Bulungan
KL1 | 0 | EGA | PB SB |  | Bulungan
SN18 | 0 | GAE | PMT |  | Bulungan
SN18 | 0 | GAE | PB |  | Bulungan
SN18 | 0 | GAE | PB |  | Bulungan
SN19 | 0 | EGA | CBO |  | Bulungan
SN19 | 0 | EGA | PB1 |  | Bulungan
SN19 | 0 | EGA | PB2 |  | Bulungan
SN19 | 0 | EGA | PB3 |  | Bulungan
SN19 | 0 | SIEMENS | LBS |  | Bulungan
SN19 | 0 | SIEMENS | CBO |  | Bulungan
SN141 | 0 | EGA | CBOM MOTORIZE |  | Bulungan
MP82 | 0 | GAE | LBS |  | Bulungan
PP142 | 0 | SCHNEIDER | CBO |  | Bulungan
SN2 | 0 | SCHNEIDER | PB |  | Bulungan
SN2 | 0 | SCHNEIDER | CBO MOTORIZE |  | Bulungan
SN2 | 0 | SCHNEIDER | CBO MOTORIZE |  | Bulungan
MP224 | 0 | EGA | LBS MOTORIZE |  | Bulungan
SN2 | 0 | SCHNEIDER | CBO MOTORIZE |  | Bulungan
MP224 | 0 | EGA | LBS |  | Bulungan
MP224 | 0 | EGA | PB |  | Bulungan
SN21 | 0 | EGA | LBS |  | Bulungan
SN21 | 0 | EGA | PB |  | Bulungan
SN21 | 192 | EGA | LBS |  | Bulungan
SN23 | 0 | EGA | LBS |  | Bulungan
SN23 | 0 | EGA | CBO MOTORIZE |  | Bulungan
SN23 | 0 | EGA | PB |  | Bulungan
SN26 | 6299 | KIT C25 | PMT |  | Bulungan
SN26 | 53 | KIT 25 | PB |  | Bulungan
KS26 | CL.2018.W35.3.2024 | SCHNEIDER | CBO-PENYULANG | 2018 | Menteng
KS26 | CL.2018.W34.1.0031 | SCHNEIDER | LBS MOTORIZE | 2018 | Menteng
KS57 | W36.3.0016 | SCHNEIDER | LBS MOTORIZE | 2018 | Menteng
KS57 | 0259.18.234 | EGA | CBO | 2018 | Menteng
T162 | T162 | FLUOKIT M | PGDB |  | Menteng
KS18 |  | FLUOKIT.M | B1 |  | Menteng
KS18 | - | KIT 25 | PB |  | Menteng
KS18 |  | KIT-25 | PMT |  | Menteng
KS18 | - | FLOUKIT M | PMT |  | Menteng
KS18 |  | FLUOKIT.M | PT |  | Menteng
KS18 |  | FLUOKIT.M | PGDB |  | Menteng
KS21 | CL.2018.W33.4.0031 | SCHNEIDER | LBS MOTORIZE | 2018 | Menteng
KS21 | CL.2018.W23.5.0015 | SCHNEIDER | CBO | 2018 | Menteng
KS33 | CL.2018.W36.2.0022 | SCHNEIDER | LBS |  | Menteng
KS33 | CL.2018.W34.1.0029 | SCHNEIDER | LBS |  | Menteng
KS33 | 0248.18.234 | EGA | CBO |  | Menteng
T117 | T117 | SCHNEIDER | PMT |  | Menteng
T117 | T117 | SCHNEIDER | PMT |  | Menteng
T117 | T117 | SCHNEIDER | PB |  | Menteng
CKG80 | Nomor Seri.1291.21.213 | EGA | LBS Motorized | 2021 | Cengkareng
T131 | W20.5.0018 | SCHNEIDER | LBS MOTORIZE | 2017 | Menteng
T245 | CI-2019-W10-5-0050 | SCHNEIDER | CBOM | 2019 | Menteng
T245 | 1815.18.213 | EGA | LBS | 2018 | Menteng
T243 |  | FLUOKIT-M | PMT |  | Menteng
T243 |  | FLUOKIT-M | PMT |  | Menteng
T243 |  | FLUOKIT-M | PGDB |  | Menteng
T243 |  | FLUOKIT-M | B1 |  | Menteng
T243 |  | FLUOKIT-M | PT |  | Menteng
T270 |  | FLUOKIT-M | PMT |  | Menteng
T270 |  | FLUOKIT-M | PT |  | Menteng
T270 |  | FLUOKIT-M | PMT |  | Menteng
T270 | - | FLUOKIT-M | PGDB |  | Menteng
T270 | T270 | FLUOKIT-M | B1 |  | Menteng
KS3A |  | GAE | PMT |  | Menteng
KS3A |  | GAE | PMT |  | Menteng
KS3A |  | GAE | PB |  | Menteng
D126 | D 126 | EGA | LBS |  | Menteng
D126 | D 126 | EGA | LBS |  | Menteng
D126 | D 126 | EGA | LBS |  | Menteng
D126 | D 126 | SCHNEIDER | LBS |  | Menteng
D126 | D126 | MERLIN GERIN | LBS |  | Menteng
D126 | D 126 | MERLIN GERIN | LBS |  | Menteng
D126 | D 126 | MERLIN GERIN | LBS |  | Menteng
BN33 | 179713BL | EGA | LBS |  | Menteng
K256P | K 256P | GAE | PMT |  | Cempaka Putih
E258 | E258-3 | SCHNEIDER | PB TRAFO | 2009 | Kramat Jati
E258 | E258-4 | SCHNEIDER | CBOM | 2017 | Kramat Jati
E342P | E342-1304398 | EGA (P-MIN) | LBS | 2013 | Kramat Jati
E342P | E342-1506407 | EGA | LBS (MOTORIZE) | 2015 | Kramat Jati
E342P | E342-1204436 | EGA | PB TRAFO | 2012 | Kramat Jati
E16N | E16N-1 | MERLIN GERIN -SM6 | LBS | 2002 | Kramat Jati
E16N | E16N-2 | MERLIN GERIN -SM6 | LBS | 2002 | Kramat Jati
E16N | E16N-3 | MERLIN GERIN -SM6 | PB TRAFO | 2002 | Kramat Jati
PD37 | PD37-2 | SIEMENS | LBS | 2017 | Kramat Jati
S133P | S 133P | ABB UNISWITCH (M) | PMT |  | Cempaka Putih
S133P | S 133P | ABB UNISWITCH (M) | PMT |  | Cempaka Putih
S133P | S 133P | ABB UNISWITCH | PB |  | Cempaka Putih
E21A | E21A-1 | SIEMENS | LBS | 2007 | Kramat Jati
E21A | E21A-2 | SIEMENS | LBS | 2007 | Kramat Jati
E21A | E21A-3 | SIEMENS | LBS | 2007 | Kramat Jati
E21A | E21A- | SIEMENS | PB TRAFO | 2007 | Kramat Jati
E21A | E21A-5 | SIEMENS | PGDB | 2007 | Kramat Jati
PP7 | - | MERLIN GERLIN | PB |  | Bulungan
PP7 | - | MERLIN GERLIN | PMT |  | Bulungan
PP71 | 0 | VERCORS MG | PB |  | Bulungan
PP71 | 0 | ABB | PB |  | Bulungan
PP71 | 0 | VERCORS MG | PMT |  | Bulungan
PP71 | 0 | VERCORS MG | PMT |  | Bulungan
PP72 | 1702470 | EGA | LBS | 2017 | Bulungan
SN38 | 0 | EGA | LBS |  | Bulungan
PP72 | 1702490 | EGA | LBS | 2017 | Bulungan
MP135 | 0 | SCHNEIDER | PB |  | Bulungan
KB606 | 0 | EGA | CBOG |  | Bulungan
PP72 | 1611455 | EGA | PB | 2017 | Bulungan
PP74 | t73005052683/2017 | SIEMENS | LBS | 2017 | Bulungan
PP74 | t73005052683/2017 | SIEMENS | LBS | 2017 | Bulungan
SN141 | 0 | SCHNEIDER | LBS |  | Bulungan
SN141 | 0 | EGA | CBOM MOTORIZE |  | Bulungan
PP74 | t73005065334/2017 | SIEMENS | CBO | 2017 | Bulungan
PP75 | 0 | ABB | LBS MOTORIZE |  | Bulungan
PP75 | 0 | ABB | PB |  | Bulungan
PP75 | 0 | ABB | PB |  | Bulungan
PP75 | 0 | MERLIN GERIN | PMT |  | Bulungan
PP76 | CI - 2015-w24-1-0022 | SCHNEIDER | LBS | 2015 | Bulungan
PP76 | CI-2014-W27-2-0011 | SCHNEIDER | LBS | 2014 | Bulungan
PP76 | CI-2015-w22-5-0003 | SCHNEIDER | CBOM | 2015 | Bulungan
PG106 | PG 106 | SM 6 | PGC |  | Cempaka Putih
PG106 | PG 106 | SM6 | LBS |  | Cempaka Putih
PG106 | PG 106 | SM6 | LBS |  | Cempaka Putih
K235 | W32-4-1402 | SCHNEIDER | PB | 2019 | Menteng
K235 | W32-4-1402 | SCHNEIDER | LBS | 2019 | Menteng
K35C | - | EGA | PMT | 2017 | Menteng
K24B | - | - | - |  | Menteng
K24B | - | ORMAZABAL | PT |  | Menteng
K70E | K70E | FLUOKIT.M | PB |  | Menteng
K70E | K70E | EGA | PMT |  | Menteng
K70E | K70E | FLUOKIT M | PMT |  | Menteng
K70E | K70E | FLUOKIT.M | PMT |  | Menteng
K70C |  | FLUOKIT-M | PMT |  | Menteng
K70C |  | FLUOKIT-M | PB |  | Menteng
K70C |  | FLUOKIT-M | PMT | 1995 | Menteng
K70C |  | FLUOKIT-M | PMT |  | Menteng
K70B | K70B | SCHNEIDER | PB |  | Menteng
K70B | K70B | SCHNEIDER | PMT |  | Menteng
K70B | K70B | SCHNEIDER | PMT |  | Menteng
K3E |  | KIT-25 | PMT |  | Menteng
K3E |  | KIT-25 | PMT |  | Menteng
K3E |  | KIT-25 | PB |  | Menteng
T108 |  | FLUOKIT-M | PMT |  | Menteng
T108 |  | KIT-25 | PMT |  | Menteng
T108 |  | KIT-25 | PB |  | Menteng
T108 |  | KIT-25 | PMT |  | Menteng
K43B |  | KIT-25 | PMT |  | Menteng
K43B |  | KIT-25 | PB |  | Menteng
K43B |  | KIT-25 | PMT |  | Menteng
K43A | K43A | EGA | PB |  | Menteng
K43A | K43A | SCHNEIDER | PMT |  | Menteng
K43A | K43A | SCHNEIDER | PMT |  | Menteng
T272 | T 272 | FLOUKIT M | PMT |  | Menteng
T272 | T 272 | FLOUKIT M | PMT |  | Menteng
T272 | T 272 | FLOUKIT M | PT |  | Menteng
T272 | T 272 | FLOUKIT M | PGDB |  | Menteng
T272 | T 272 | FLOUKIT M | PB |  | Menteng
T273 | T273 | EGA | PMT |  | Menteng
T273 | T273 | MG SM6 | PMT |  | Menteng
T273 | T273 | MG SM6 | PT |  | Menteng
T273 | T273 | MG SM6 | PDGB |  | Menteng
T273 | T273 | MG SM6 | B1 |  | Menteng
T286 | CI-2019-W08-2-0025 | SCHNEIDER | CBO-JAR | 2019 | Menteng
T286 | CI-2019-W10-0009 | SCHNEIDER | CBOM | 2019 | Menteng
D144 | D144 | SCHNEIDER | PB |  | Menteng
KN24 | - | - | - |  | Menteng
T342 |  | FLUOKIT.M | PMT |  | Menteng
T342 |  | FLUOKIT.M | PMT |  | Menteng
T342 | 0 | FLOUKIT.M | CBOM |  | Menteng
T231 |  | FLUOKIT-M | B1 |  | Menteng
T231 |  | FLUOKIT-M | PGDB |  | Menteng
T231 |  | FLUOKIT-M | PT |  | Menteng
PG421P | PG 421P | GAE | LBS | 2012 | Cempaka Putih
PG421P | PG 421P | GAE | LBS | 2012 | Cempaka Putih
PG421P | PG 421P | GAE | PB | 2012 | Cempaka Putih
KG424 | 28687/036/13/01/EG | GAE | LBS MOTORIZE | 2013 | Tanjung Priok
KG424 | 28690/036/13/01/EG | GAE | LBS MOTORIZE | 2013 | Tanjung Priok
KG424 | 28756/036/13/01/EG | GAE | CBO METERING | 2013 | Tanjung Priok
PG423P | PG 423P | ABB | PMT | 2013 | Cempaka Putih
PG423P | PG 423P | ABB | PMT | 2013 | Cempaka Putih
PG423P | PG 423P | ABB | PB | 2013 | Cempaka Putih
T370 | 28950 | GAE | PMT | 2012 | Menteng
T370 | 28949 | GAE | PMT | 2012 | Menteng
T370 | 29011 | GAE | CBOM |  | Menteng
SC2P | SC 2P | ABB SAFEPLUS | PB |  | Cempaka Putih
TT49P | 0044-21-213 | EGA | LBS | 2021 | Menteng
TT49P | 0055-21-213 | EGA | LBS | 2021 | Menteng
PG425 | PG 425 - 28655 | EGA | PMT | 2012 | Cempaka Putih
PG425 | PG 425 - 28732 | GAE | PGC | 2012 | Cempaka Putih
RM71P | RM 71P | EGA | PMT |  | Cempaka Putih
RM71P | RM 71P | EGA | PB |  | Cempaka Putih
E10B | E10B-1 | SIEMENS | PB TRAFO | 2017 | Kramat Jati
E10B | E10B-2 | SIEMENS | LBS | 2017 | Kramat Jati
E10B | E10B-3 | SIEMENS | LBS | 2017 | Kramat Jati
E366 | E278-1 | SCHNEIDER | COMPACT | 2014 | Kramat Jati
TP107P | TP 107P | EGA | PMT |  | Cempaka Putih
TP107P | TP 107P | EGA | PMT |  | Cempaka Putih
TP107P | TP 107P | EGA | PB TRAFO |  | Cempaka Putih
KB568 | KB 568 | SCHNEIDER | PGC |  | Bulungan
GL6P | CI 2012-W29-2-0007 | SCHNEIDER SM6 | PMT | 2012 | Menteng
E222 | E222-1 | EGA | LBS (MOTORIZE) | 2014 | Kramat Jati
E222 | E222-2 | EGA | LBS | 2014 | Kramat Jati
T257 |  | MG | PMT |  | Menteng
T257 |  | MG | PGDB |  | Menteng
T257 | - | MG | PB |  | Menteng
T257 |  | MG | PMT |  | Menteng
T257 |  | MG | PT |  | Menteng
T66 | T66 | SCHNEIDER | PMT |  | Menteng
T66 | T66 | SCHNEIDER | PMT |  | Menteng
T66 | T66 | SCHNEIDER | PB |  | Menteng
T129 | W05-4-0048 | SCHNEIDER | LBS | 2017 | Menteng
T129 | W05-4-0021 | SCHNEIDER | LBS | 2017 | Menteng
T129 | W10-5-0003 | SCHNEIDER | CBO | 2019 | Menteng
T176 |  | MG V6 | PMT |  | Menteng
T176 |  | MG V6 | PGDB |  | Menteng
T176 |  | MG V6 | PMT |  | Menteng
T176 |  | MG V6 | PB |  | Menteng
T176 |  | MG V6 | PT |  | Menteng
T362 | 123 | ABB | LBS |  | Menteng
D29N | 0052-21-214 | EGA | PB | 2021 | Menteng
T362 | - | SCHNEIDER | CBO-JAR |  | Menteng
T207 | T 207 | MERLIN GERIN | PMT |  | Menteng
T207 | T 207 | SCHNEIDER | PMT |  | Menteng
T207 | T 207 | EGA | PB |  | Menteng
T118 | - | ULUSOY | LBS |  | Menteng
T118 | - | ULUSOY | LBS |  | Menteng
T118 | - | ULUSOY | PB |  | Menteng
T238 | T238 | MERLIN GERIN | PMT |  | Menteng
T238 | T238 | MERLIN GERIN | PMT |  | Menteng
T238 | T238 | MERLIN GERIN | PT |  | Menteng
T238 | T238 | MERLIN GERIN | PGDB |  | Menteng
T238 | T238 | MERLIN GERIN | B1 |  | Menteng
T225 |  | MG | PMT |  | Menteng
T225 |  | MG | PT |  | Menteng
T225 |  | MG | PGDB |  | Menteng
T225 |  | MG | PB |  | Menteng
T225 |  | MG | PMT |  | Menteng
T275P | T 275P | F & G | PMT |  | Menteng
T275P | T 275P | F & G | PMT |  | Menteng
T275P | T 275P | F & G | PB |  | Menteng
T3B | 0346.19.213 | EGA | LBS MOT | 2019 | Menteng
D64 | - | UNINDO | PGC |  | Menteng
D174 | D174 | EGA | LBS |  | Menteng
D174 | D174 | EGA | LBS |  | Menteng
MP222 | 0 | EGA | LBS |  | Bulungan
SN19 | 0 | SIEMENS | LBS |  | Bulungan
SN43 | 0 | SCHNEIDER | CBO MOTORIZE |  | Bulungan
MP82 | 0 | GAE | LBS |  | Bulungan
SN43 | 0 | ABB | LBS |  | Bulungan
SN43 | 0 | KIT 27.2 | LBS |  | Bulungan
KB605 | 0823.16.212 | EGA | LBS |  | Bulungan
SN43 | 0 | KIT 27.2 | PB2 |  | Bulungan
SN48 | 0876.17.212 | EGA | LBS | 2017 | Bulungan
SN48 | C1-2017-W36-2-0041 | SCHNEIDER | PB | 2017 | Bulungan
SN48 | 0765.17.213 | EGA | LBS MOTORIZE | 2017 | Bulungan
SN55 | 0 | EGA | CBO MOTORIZE |  | Bulungan
KB605 | 0529.16.214 | EGA | PB |  | Bulungan
SN55 | 0 | EGA | LBS MOTORIZE |  | Bulungan
SN55 | 0 | EGA | LBS |  | Bulungan
SN57 | 0 | EGA | LBS MOTORIZE |  | Bulungan
SN57 | 0 | EGA | LBS |  | Bulungan
SN57 | 0 | EGA | PB |  | Bulungan
SN59 | 0 | ABB | PB |  | Bulungan
SN59 | 0 | ABB | PMT |  | Bulungan
SN59 | 0 | ABB | PMT |  | Bulungan
SN68 | 41 | SCHNEIDER | LBS MOTORIZE |  | Bulungan
SN68 | 0743.17.213 | EGA | LBS | 2017 | Bulungan
SN69 | 0889.21.234 | EGA | CBO MOTORIZE |  | Bulungan
SN69 | 2031.13BL | EGA | LBS MOTORIZE | 2013 | Bulungan
SN69 | 2023.13BL | EGA | LBS MOTORIZE | 2013 | Bulungan
SN70 | 230485 | ABB | PMT |  | Bulungan
SN70 | 0 | MERLIN GERIN | PGDB |  | Bulungan
SN70 | 230999 | ABB | PMT |  | Bulungan
SN70 | 230501 | ABB | PMT |  | Bulungan
SN70 | 94041506 | MERLIN GERIN | CT |  | Bulungan
SN70 | 94124131 | MERLIN GERIN | B1 |  | Bulungan
SN71 | 0 | SCHNEIDER | CBO | 2011 | Bulungan
SN74B | 0 | FLOUKIT M | PMT |  | Bulungan
SN74B | 0 | EGA | PMT |  | Bulungan
SN74B | 0 | FLOUKIT M | PB |  | Bulungan
SN77 | 9346532 | MERLIN GERIN | PMT |  | Bulungan
SN77 | 0 | MERLIN GERIN | PMT |  | Bulungan
SN77 | 9349408 | MERLIN GERIN | PGDB |  | Bulungan
SN77 | 93291508 | MERLIN GERIN | CT |  | Bulungan
SN77 | 9337467 | MERLIN GERIN | PMT |  | Bulungan
SN77 | 9349424 | MERLIN GERIN | PT |  | Bulungan
SN77 | 9349409 | MERLIN GERIN | PT |  | Bulungan
SN77 | 9344522 | MERLIN GERIN | PMT |  | Bulungan
SN77 | 9140843 | MERLIN GERIN | PMT |  | Bulungan
SN77 | 93261510 | MERLIN GERIN | PGDB |  | Bulungan
SN77 | 93201509 | MERLIN GERIN | PGDB |  | Bulungan
SN77 | 0 | MERLIN GERIN | PMT |  | Bulungan
SN77 | 940994386 | MERLIN GERIN | B1 |  | Bulungan
SN77 | 94094382 | MERLIN GERIN | B1 |  | Bulungan
SN77 | 94094385 | MERLIN GERIN | B1 |  | Bulungan
SN80 | 1423 | FLUOKIT M | PMT |  | Bulungan
PG144 | PG 144 | EGA | LBS |  | Cempaka Putih
PG104 | PG 104 | EGA | PMT |  | Cempaka Putih
PG104 | PG 104 | EGA | PMT |  | Cempaka Putih
PG104 | PG 104 | EGA | PGC |  | Cempaka Putih
PG149 | PG 149 | SM6 | PGC |  | Cempaka Putih
KJ102 | KJ 102 - LBS 2 | MG | LBS |  | Kebon Jeruk
KJ106 | KJ 106 - RMU | SIEMENS | LBS |  | Kebon Jeruk
D174 | D174 | EGA | PB2 |  | Menteng
D174 | D174 | EGA | PB1 |  | Menteng
D174 | D174 | EGA | PGC |  | Menteng
D237 | D237 | EGA | PB |  | Menteng
D237 | D237 | EGA | PMT |  | Menteng
D237 | D237 | EGA | PMT |  | Menteng
D237 | D237 | EGA | PGC |  | Menteng
D180 | 700683 | MERLIN GERIN | CBO |  | Menteng
D180 | 1527.18.219 | EGA | PB | 2018 | Menteng
D180 | W17.4.0009 | SCHNEIDER | LBS | 2018 | Menteng
D141BARU |  | MG SM6 | PB |  | Menteng
KB254 | - | - | - |  | Menteng
D141BARU |  | MG SM6 | PMT |  | Menteng
D141BARU |  | MG SM6 | PMT |  | Menteng
P48 | P48 | OTESSA | PMT |  | Menteng
P48 | P48 | OTESSA | PMT |  | Menteng
P48 | P48 | OTESSA | PGDB |  | Menteng
P48 | P48 | OTESSA | PB |  | Menteng
P48 | P48 | OTESSA | PB |  | Menteng
P48 | P48 | OTESSA | PB |  | Menteng
P48 | P48 | OTESSA | PT |  | Menteng
B29C | B 29C.1 | SCHNEIDER | PGC |  | Menteng
B29C | B 29C.2 | SCHNEIDER | PMT |  | Menteng
B29C | B 29C.3 | SCHNEIDER | PMT |  | Menteng
S47 |  | KIT-25 | PMT |  | Menteng
S47 | . | KIT-25 | PMT |  | Menteng
MG56 | 0 | SIEMENS | PGC |  | Menteng
KN240 | 52-2-0005 | Schneider | PB |  | Menteng
MG108 |  | FLUOKIT.M | PMT |  | Menteng
MG108 |  | FLUOKIT.M | B1 |  | Menteng
MG108 |  | FLUOKIT.M | PMT |  | Menteng
MG108 |  | FLUOKIT.M | PGDB |  | Menteng
BN30 | 0 | SCHNEIDER | ACO | 2018 | Menteng
KN98 | 0 | ABB | PMT |  | Menteng
MG63 | 118040703 | SCHNEIDER | PB |  | Menteng
MG54 | 0441-21 | EGA | LBS MOTORIZED | 2021 | Menteng
MG54 | 0458-21 | EGA | LBS MOTORIZED | 2021 | Menteng
MG54 | W24-4-0017 | Schneider | CBOM | 2013 | Menteng
MG54 | 0052-21 | EGA | CBOM | 2021 | Menteng
T213B | 1592.18.213 | EGA | LBS MOT | 2018 | Menteng
T213B | 1552.18.213 | EGA | LBS MOT | 2018 | Menteng
T213B | 0626.18.214 | EGA | PB | 2018 | Menteng
T213B | 0337.18.234 | EGA | CBOM | 2018 | Menteng
T213B | 0346.18.234 | EGA | CBOM | 2018 | Menteng
D258 |  | MERLIN GERIN | PMT |  | Menteng
D258 | - | MERLIN GERIN | PGDB |  | Menteng
D258 | - | MERLIN GERIN | PT |  | Menteng
T15N | T15N | EGA | PMT |  | Menteng
T15N | T15N | EGA | PMT |  | Menteng
T15N | T15N | EGA | PMT |  | Menteng
T15N | T15N | SCHNEIDER | PMT |  | Menteng
T15N | T15N | SCHNEIDER | PMT |  | Menteng
T15N | T15N | SCHNEIDER | PB |  | Menteng
T15N | T15N | SCHNEIDER | PB |  | Menteng
T15N | T15N | EGA | PB |  | Menteng
SP503 | - | MERLIN GERIN | PGDB |  | Menteng
D372 | - | EGA MOTORES | LBS MOTORIZE | 2017 | Menteng
T65A | 123 | EGA | PB |  | Menteng
T65A | 123 | EGA | LBS |  | Menteng
T65A | 123 | EGA | LBS |  | Menteng
T65A | 123 | EGA | PB |  | Menteng
T17N | 123 | SCHNEIDER | LBS |  | Menteng
T17N | 123 | SCHNEIDER | LBS |  | Menteng
T17N | 123 | SCHNEIDER | PB |  | Menteng
T17B | T17B | SCHNEIDER | PMT |  | Menteng
T17B | T17B | SCHNEIDER | PMT |  | Menteng
T17B | T17B | SCHNEIDER | PB |  | Menteng
T63N | T63N | EGA | LBS MOTORIZE | 2018 | Menteng
SN72 | 0 | SIEMENS | PMT |  | Menteng
SN72 | 0 | SIEMENS | PMT |  | Menteng
PS52 | PS 52 | ULUSOY | PMT |  | Cempaka Putih
PS61 | PS 53 | EGA | PMT |  | Cempaka Putih
PS55 | PS 55 | EGA | PMT |  | Cempaka Putih
PS56 | PS 56 | SCHNEIDER SM6 | PGC |  | Cempaka Putih
PS58N | PS 58 | SCHNEIDER SM6 | PMT |  | Cempaka Putih
PS59 | PS 59 | SCHNEIDER SM6 | PMT |  | Cempaka Putih
PS60 | PS 60 | EGA | PMT |  | Cempaka Putih
PS61 | PS 61 | EGA | PMT |  | Cempaka Putih
PS62 | PS 62 | EGA | PMT |  | Cempaka Putih
PS63 | PS 63 | EGA | PB 2 |  | Cempaka Putih
PS65 | PS 65 | FLUKIT M | PMT |  | Cempaka Putih
PS65 | PS 65 | FLUKIT M | PMT |  | Cempaka Putih
PS67N | PS 67 | EGA | PMT |  | Cempaka Putih
PS68 | PS 68 | MERLIN GERLIN V6 | PMT |  | Cempaka Putih
PS68 | PS 68 | MERLIN GERLIN V6 | PMT |  | Cempaka Putih
PS70 | PS 70 | SIEMENS | PMT |  | Cempaka Putih
PS72 | PS 72 | EGA | PMT |  | Cempaka Putih
PS77 | PS 77 | EGA | PMT |  | Cempaka Putih
PS78 | PS 78 | EGA | PMT |  | Cempaka Putih
PS80 | PS 80 | MERLIN GERLIN SM6 | PMT |  | Cempaka Putih
PS81 | PS 81 | MERLIN GERLIN SM6 | PMT |  | Cempaka Putih
PS85P | PS 85 | ABB SAFERING | PB |  | Cempaka Putih
K147A | K 147A | KIT M | PMT |  | Cempaka Putih
PS159 | PS 159 | SCHNEIDER SM6 | PMT |  | Cempaka Putih
PS163 | PS 163 | SCHNEIDER SM6 | PMT |  | Cempaka Putih
PS164 | PS 164 | EGA | PMT |  | Cempaka Putih
PS165 | PS 165 | EGA | PMT |  | Cempaka Putih
PS167 | PS 167 | MERLIN GERLIN V6 | PMT |  | Cempaka Putih
PS169 | PS 169 | SCHNEIDER SM6 | PMT |  | Cempaka Putih
T66A | T66A | SIEMENS | PMT |  | Menteng
T66A | T66A | SIEMENS | PMT |  | Menteng
T66A | T66A | SIEMENS | PB |  | Menteng
T18 | CI-2016-W24-2-0053 | SCHNEIDER | LBS | 2016 | Menteng
T186 | CI-2019-W36-5-0037 | SCHNEIDER | PB | 2019 | Menteng
KIOS901 | - | EGA | PMT |  | Menteng
E263 | E263-2 | ABB | LBS | 2013 | Kramat Jati
PD83 | 31415211 | EGA | PB TRAFO | 2015 | Kramat Jati
E263 | E263-3 | ABB | PB TRAFO | 2013 | Kramat Jati
E292 | E292-2 | SIEMENS | LBS | 2017 | Kramat Jati
E351 | E351-1 | ORMAZABAL | LBS | 2016 | Kramat Jati
GH0112 | SB-2011-W 17-3-0027 | SCHNEIDER SM6 | LBS |  | Ciracas
E264 | E10B-4(02012W42) | SCHNEIDER | CBOM | 2012 | Kramat Jati
CB91P | 363.12.BL/2012 | EGA | LBS | 2012 | Ciracas
CB91P | 326.12.BL/2012 | EGA | LBS | 2012 | Ciracas
CB91P | CI.2016.W45.3.0034 | SCHNEIDER SM6 | PB | 2016 | Ciracas
GD208 | C1-2012-W.28-6.0003 | SCHNEIDER | LBS | 2012 | Ciracas
PD70 | PD70-1701230 | EGA | LBS | 2017 | Kramat Jati
PD70 | PD70-2 | MERLIN GERIN -SM6 | LBS | 2007 | Kramat Jati
GH0052 | C1-2012-W39-5-0031 | SCHNEIDER SM6 | LBS |  | Ciracas
E99 | E99-W4140021 | SCHNEIDER | LBS (MOTORIZE) | 2017 | Kramat Jati
S87 | S 87.8 | EGA | PGC | 2012 | Menteng
PS176 | PS 176 | SCHNEIDER SM6 | PMT |  | Cempaka Putih
S135 | CI-2012-W32-5-0006 | SCHNEIDER SM6 | PGC | 2012 | Menteng
CK15N | - | EGA | LBS |  | Marunda
K222 | K 222 | SCHNEIDER SM6 | PGC |  | Cempaka Putih
K247 | K 247 | EGA | PMT |  | Cempaka Putih
K250 | K 250 | VEI | PMT |  | Cempaka Putih
K264 | K 264 | ABB UNISWITCH | PMT |  | Cempaka Putih
K268B | K 268B | SCHNEIDER SM6 | PMT |  | Cempaka Putih
PS2N | PS 2 | SCHNEIDER SM6 | PGC |  | Cempaka Putih
PS6 | PS 6 | EGA | PMT |  | Cempaka Putih
PS6D | PS 6D | EGA | PMT |  | Cempaka Putih
PS7A | PS 7A | GAE | PMT |  | Cempaka Putih
PS8A | PS 8A | GAE | PMT |  | Cempaka Putih
PS9 | PS 9 | MERLIN GERLIN V6 | PMT |  | Cempaka Putih
PS11A | PS 11A | EGA | PMT |  | Cempaka Putih
PS13A | PS 13A | GAE | PB 2 |  | Cempaka Putih
PS13B | PS 13B | EGA | PMT |  | Cempaka Putih
PS16 | PS 16 | SCHNEIDER SM6 | PMT |  | Cempaka Putih
PS17 | PS 17 | EGA | PMT |  | Cempaka Putih
PS23 | PS 23 | MG SM6 | PMT |  | Cempaka Putih
PS25 | PS 25 | EGA | PMT |  | Cempaka Putih
PS26 | PS 26 | EGA | PMT |  | Cempaka Putih
PS27 | PS 27 | SCHNEIDER SM6 | PMT |  | Cempaka Putih
PS29 | PS 29 | FLUKIT C410 | PMT |  | Cempaka Putih
D105 | 10712 | FLOUKIT-M | PMT | 2008 | Menteng
D105 | 10800 | FLOUKIT-M | PB | 2007 | Menteng
D19B | 1150 | ULUSOY | PB |  | Menteng
D19B | 727 | ULUSOY | LBS |  | Menteng
D19B | 426 | ULUSOY | LBS |  | Menteng
D19B | 1149 | ULUSOY | PB |  | Menteng
D50A | D50A | EGA | CBO-JAR | 2017 | Menteng
D50A | D50A | EGA | LBS |  | Menteng
D50A | D50A | EGA | PB |  | Menteng
D227 | - | SCHNEIDER | PMT | 2017 | Menteng
BN16 | - | MERLIN GERIN | PGC |  | Menteng
D227 | - | SCHNEIDER MG | PMT |  | Menteng
D227 | - | SCHNEIDER | PGC | 2017 | Menteng
D23 | - | EGA | PMT | 2016 | Menteng
D23 | - | SCHNEIDER | PMT | 2016 | Menteng
D23 | - | EGA | PB | 2016 | Menteng
D28B | - | SCHNEIDER | PGC | 2017 | Menteng
D28B | - | SCHNEIDER | PMT | 2017 | Menteng
D28B | - | EGA | PB | 2017 | Menteng
D28B | - | EGA | PB | 2017 | Menteng
D28B | - | SCHNEIDER | PMT | 2017 | Menteng
D12A | - | SCHNEIDER | PGC | 2017 | Menteng
D12A | - | EGA | PB | 2017 | Menteng
D12A | - | EGA MOTORES | PMT | 2017 | Menteng
D12A | - | EGA | PMT | 2017 | Menteng
D12A | - | EGA | PB | 2017 | Menteng
T224 | 0632-20 | ULUSOY | LBS |  | Menteng
T224 | 0428-20 | ULUSOY | LBS |  | Menteng
T224 | 0558-20 | ULUSOY | - |  | Menteng
T224 | 2612 | FLUOKIT-M | LBS |  | Menteng
D184 | D 184 | SCHNEIDER | PGC |  | Menteng
D184 | D 184 | SCHNEIDER | PMT |  | Menteng
D184 | D 184 | SCHNEIDER | PMT |  | Menteng
D184 | D 184 | SCHNEIDER | PMT |  | Menteng
D184 | D 184 | EGA | PMT |  | Menteng
D184 | D 184 | SCHNEIDER | PMT |  | Menteng
GH0152 | - | SCHNEIDER | LBS |  | Menteng
GH0152 | - | SCHNEIDER | LBS |  | Menteng
GH0152 | - | SCHNEIDER | LBS |  | Menteng
D60B | D60B | Ulusoy | LBS |  | Menteng
D60B | D60B | Ulusoy | LBS |  | Menteng
D60B | D60B | Ulusoy | CBO |  | Menteng
T123 |  | KIT-25 | PMT |  | Menteng
T123 |  | KIT-25 | PMT |  | Menteng
T123 | T123 | EGA | PB |  | Menteng
K128 | - | - | - |  | Menteng
K128 | - | - | - |  | Menteng
T87 | W38-2-0047 | SCHNEIDER | CBO | 2017 | Menteng
T87 | W37-4-0010 | SCHNEIDER | LBS MOTORIZE | 2017 | Menteng
T444 | 0882.16.212 | EGA | PMT |  | Menteng
T444 | CI-2019-W33-4-0097 | SCHNEIDER | CBOM |  | Menteng
SP12BARU | - | SIEMENS | PGC |  | Menteng
D168N | D 168 | SCHNEIDER | PMT |  | Menteng
D168N | D 168 | SCHNEIDER | PB |  | Menteng
D168N | D 168 | SCHNEIDER | PB |  | Menteng
D168N | D 168 | SCHNEIDER | PB |  | Menteng
D78N | D 78N | MERLIN GERIN | PMT |  | Menteng
D78N | D 78N | MERLIN GERIN | PMT |  | Menteng
D78N | D 78N | MERLIN GERIN | PB |  | Menteng
D243 |  | MERLIN GERIN | PMT |  | Menteng
D243 | D243 | MERLIN GERIN | PMT |  | Menteng
D268 |  | MERLIN GERIN | PMT |  | Menteng
D268 |  | MERLIN GERIN | PMT |  | Menteng
D262 |  | FLUOKIT-M | PMT |  | Menteng
D262 |  | FLUOKIT-M | PMT |  | Menteng
D262 |  | FLUOKIT-M | PGDB |  | Menteng
D262 |  | FLUOKIT-M | B1 |  | Menteng
KS19 | 0364.19.213 | EGA | LBS MOTORIZE | 2019 | Menteng
KS19 | 1493.19.214 | EGA | PB TRAFO | 2019 | Menteng
KS14 | KS14 | SCHNEIDER | LBS |  | Menteng
KS14 | 3427.17.213 | EGA | LBS |  | Menteng
KS14 | 3209.17.213 | EGA | LBS |  | Menteng
KS14 | 0230.18.214 | EGA | PB |  | Menteng
KS27 | 0919-16-210 | EGA | CBOM | 2016 | Menteng
KS27 | 1148-17-212 | EGA | LBS | 2017 | Menteng
KS27 | 1383-17-213 | EGA | LBS | 2017 | Menteng
TT52 | - | SCHNEIDER | PGC |  | Menteng
SP131 | CI-2019-W33-4-0007 | Schneider SM6 | PB 2 | 2019 | Menteng
KS51 | - | SCHNEIDER | PMT |  | Menteng
KS51 | - | SCHNEIDER | PMT |  | Menteng
KS51 | - | SCHNEIDER | CBO |  | Menteng
KS49 | 35818234 | EGA | CBO |  | Menteng
KS52 | CL.2018.W29.3.0025 | SCHNEIDER | LBS MOTORIZE | 2018 | Menteng
KS52 | 0277.18.234 | EGA | CBOM | 2018 | Menteng
KS26 | 0231/18.234 | EGA | CBOM | 2018 | Menteng
SP254N | - | FLUOKIT-M | PGC |  | Menteng
SP254N |  | FLUOKIT-M | PT |  | Menteng
SP254N | - | EGA MOTORES | PMT | 2017 | Menteng
SP176 | CI-2019-W32-1-1402 | Schneider SM6 | RMU | 2019 | Menteng
SP176 | CI-2019-W32-1-1402 | Schneider SM6 | RMU | 2019 | Menteng
SP176 | CI-2019-W32-1-1402 | Schneider SM6 | PB | 2019 | Menteng
D236 |  | KIT-27,2 | PMT |  | Menteng
D236 |  | KIT-27,2 | PMT |  | Menteng
E44C | 0287.19.214 | EGA | PB | 2019 | Pondok Gede
S83 | 1558.18.214 | EGA | PB | 2018 | Menteng
S83 | 1565.17.212 | EGA | LBS Manual | 2017 | Menteng
S52 | . | SIEMENS | PB |  | Menteng
S52 | . | SIEMENS | LBS |  | Menteng
S52 | . | SIEMENS | LBS |  | Menteng
K158 | - | MERLIN GERIN | LBS |  | Menteng
S44 | S44 | SCHNEIDER | LBS |  | Menteng
S44 | S44 | SCHNEIDER | PGC |  | Menteng
P90P | P90P | SCHNEIDER | PMT |  | Menteng
S44 | S38 | EGA | LBS |  | Menteng
S134 | 123 | SCHNEIDER | PMT |  | Menteng
S44 | S44 | EGA | LBS |  | Menteng
S44 | S44 | EGA | LBS |  | Menteng
S44 | S44 | EGA | PMT |  | Menteng
GL5P | - | ABB | PB |  | Menteng
S44 | S45 | EGA | LBS |  | Menteng
TT23 | 2019CSF63073 | ORMAZABAL | LBS FULLY | 2019 | Menteng
S48 | . | DELLE ALSTHOM | PGDB |  | Menteng
S48 |  | DELLE ALSTHOM | PT |  | Menteng
S10E | - | ULUSOY | LBS |  | Menteng
P52 |  | KIT 27.2 | PT |  | Menteng
P52 |  | KIT 25 | PMT |  | Menteng
P26 | W39-1-0076 | SCHNEIDER | CBOM | 2019 | Menteng
P26 | W27-2-0005 | SCHNEIDER | LBS MOTORIZE | 2019 | Menteng
P26 | W36-3-0026 | SCHNEIDER | LBS MOTORIZE | 2019 | Menteng
PG103 | PG 103 | FLUKIT | B 1 |  | Cempaka Putih
PG145 | PG 145 | SM 6 | CBOM/PMT |  | Cempaka Putih
PG145 | PG 145 | EGA | PMT |  | Cempaka Putih
KJ102 | KJ 102 - LBS 1 | MG | LBS |  | Kebon Jeruk
KJ102 | KJ 102 - PB 1 | MG | PB |  | Kebon Jeruk
KJ102 | KJ 102 - PB 2 | MG | PB |  | Kebon Jeruk
PG150N | PG 150N | GAE | LBS | 2012 | Cempaka Putih
PG150N | PG 150N | GAE | LBS | 2012 | Cempaka Putih
PG150N | PG 150N | ABB | PB | 2012 | Cempaka Putih
TP93 | TP 93 | FLUKIT M | PGC |  | Cempaka Putih
TP95A | TP 95A - 1035S174 | F & G | PB | 2010 | Cempaka Putih
TP95A | TP 95A - 1035S163 | F & G | PMT | 2010 | Cempaka Putih
TP97 | TP 97 | GAE | PMT |  | Cempaka Putih
TP97 | TP 97 | GAE | PMT |  | Cempaka Putih
MG38 | 79149 | EGA | PGC | 2018 | Menteng
T440 | 1474.18.214 | EGA | PB | 2018 | Menteng
KN5 | 0 | MG VM6 | B1 |  | Menteng
KN5 | 0 | MG VM6 | PGDB |  | Menteng
KN5 |  | MG VM6 | PMT |  | Menteng
KN5 |  | MG VM6 | PMT |  | Menteng
KN5 | 0 | MG VM6 | PT |  | Menteng
KB78C | - | Ormazabal | PB | 2018 | Menteng
KB78C | - | Ormazabal | PMT | 2018 | Menteng
KB78C | - | Ormazabal | PMT | 2018 | Menteng
BN11 | 0 | MERLIN GERIN | PMT |  | Menteng
TP27 | TP 27 | SCHNEIDER SM6 | PB 2 |  | Cempaka Putih
D243 |  | MERLIN GERIN | PMT |  | Menteng
D243 |  | MERLIN GERIN | PGDB |  | Menteng
D311 |  | FLUOKIT-M | PMT |  | Menteng
D311 |  | FLUOKIT-M | PGC |  | Menteng
D311 |  | FLUOKIT-M | PMT |  | Menteng
SP225B |  | MERLIN GERIN | PMT |  | Menteng
SP225B | - | MERLIN GERIN | PGC |  | Menteng
SP225B | - | CONTACTPLASMA | PMT |  | Menteng
SP225B |  | MERLIN GERIN | PMT |  | Menteng
TG44B |  | FLUOKIT-M | PMT |  | Menteng
TG44B |  | FLUOKIT-M | PMT |  | Menteng
TG44B |  | FLUOKIT-M | PGDB |  | Menteng
TG44B |  | FLUOKIT-M | B1 |  | Menteng
TG31 | CI-2019-W06-4-0034 | SCHNEIDER | CBO-JAR | 2019 | Menteng
TG31 | - | EGA | PMT | 2017 | Menteng
TG31 | - | EGA | PB | 2017 | Menteng
TG28 |  | FLUOKIT-M | B1 |  | Menteng
TG28 |  | FLUOKIT-M | PB |  | Menteng
TG28 | - | EGA MOTORES | PMT | - | Menteng
TG28 |  | FLUOKIT-M | PMT |  | Menteng
TG28 |  | FLUOKIT-M | PT |  | Menteng
TG49 | 42-2-1401 | SCHNEIDER | PB |  | Menteng
TG49 | 37-4-1402 | SCHNEIDER | PMT |  | Menteng
TG49 | 04-4-1402 | SCHNEIDER | PMT |  | Menteng
SP503 | - | MERLIN GERIN | PMT |  | Menteng
SP503 | - | MERLIN GERIN | B1 |  | Menteng
SP503 | - | MERLIN GERIN | PMT |  | Menteng
TG31B |  | KIT-25 | PMT |  | Menteng
TG31B |  | KIT-25 | PMT |  | Menteng
TG31B |  | KIT-25 | PMT |  | Menteng
TG31B |  | KIT-25 | PB |  | Menteng
TG31C | - | EGA | PB | 2016 | Menteng
TG31C | - | EGA | CBOM | 2017 | Menteng
TG31C | - | EGA | LBS MANUAL | 2017 | Menteng
TG31C | - | EGA | LBS MANUAL | 2017 | Menteng
P61 | P61 | SM6 | - |  | Menteng
P61 | P61 | SM6 | LBS |  | Menteng
P61 | 123 | SM6 | PMT |  | Menteng
P61 | 123 | SM6 | PMT |  | Menteng
T7B | 0 | EGA | PMT |  | Menteng
T61A | 0 | EGA | CBO-MP | 2019 | Menteng
T61A | 0 | EGA | PMT |  | Menteng
T61A | 0 | GAE | PB |  | Menteng
T24A | 0 | KIT 25 | PMT |  | Menteng
T24A | 0 | KIT 25 | PMT |  | Menteng
T24A | 0 | KIT 25 | PB |  | Menteng
S93 |  | MERLIN GERIN | PB |  | Menteng
S112 | 2018.W34.4.0039 | SCHNEIDER | LBS MOTORIZE | 2018 | Menteng
S112 | 0242.18.234 | EGA | PB | 2018 | Menteng
T406 | 0 | SCHNEIDER | PGC |  | Menteng
P2C | 2018.W29.4.0060 | SCHNEIDER | LBS | 2018 | Menteng
P2C | 2018.W13.3.0025 | SCHNEIDER | PB | 2018 | Menteng
P41 | 1032.18.214 | EGA | PB | 2018 | Menteng
P41 | 1615.18.213 | EGA | LBS | 2018 | Menteng
GH0142 | 2164-19 | ULUSOY | LBS | 2019 | Menteng
P2 | 123 | SCHNEIDER | PMT |  | Menteng
P2 | 123 | SCHNEIDER | PMT |  | Menteng
P2 | 123 | SCHNEIDER | PGC |  | Menteng
P63 | CL.2018.W36.10029 | SCHNEIDER | LBS | 2018 | Menteng
P63 | CL.2018.W35.3.0029 | SCHNEIDER | LBS | 2018 | Menteng
K142 | - | - | - |  | Menteng
K4 | 032/176007 | FLOUKIT-M | PT |  | Menteng
SN76 | - | EGA | PMT |  | Menteng
SN76 | - | EGA | PMT |  | Menteng
K128 | - | - | - |  | Menteng
K128 | - | - | - |  | Menteng
K128 | - | - | - |  | Menteng
T296N | 2169-19 | ULUSOY | LBS | 2020 | Menteng
T14N | 1569.18.214 | EGA | PB2 | 2018 | Menteng
T60 |  | ABB | PT |  | Menteng
T60 |  | FLUOKIT-M | PGDB |  | Menteng
T60 |  | ABB | PMT |  | Menteng
T60 |  | FLUOKIT-M | PMT |  | Menteng
T60 |  | FLUOKIT-M | PB1 |  | Menteng
T60 |  | FLUOKIT-M | PMT |  | Menteng
T60 |  | ABB | PB2 |  | Menteng
D70 | CL.2018.W08.4.0007 | SCHNEIDER | LBS | 2018 | Menteng
D70 | CL.2018.W09.1.0045 | SCHNEIDER | LBS | 2018 | Menteng
D236 |  | ABB | PB |  | Menteng
SP7 | 13.1354 | ABB | PB | 2013 | Menteng
SP7 | 13.1183 | ABB | PMT | 2013 | Menteng
SP7 | 13.1166 | ABB | PMT | 2013 | Menteng
D228 |  | MERLIN GERIN | PMT |  | Menteng
D228 | - | MERLIN GERIN | PGC |  | Menteng
D228 |  | MERLIN GERIN | PMT |  | Menteng
D228 |  | MERLIN GERIN | PT |  | Menteng
D208 | - | EGA MOTORES | PMT | 2016 | Menteng
D208 | - | EGA | PGC | 2016 | Menteng
D208 | - | EGA | PMT | 2016 | Menteng
SP51 | 5121-213 | EGA | LBS | 2021 | Menteng
SP51 | 0052-21-213 | EGA | LBS | 2021 | Menteng
SP51 | W21-3-00026 | Schneider | PB | 2019 | Menteng
TB12N | - | EGA | LBS MOTORIZE | 2016 | Menteng
TB12N | - | EGA | LBS MOTORIZE | 2017 | Menteng
TB12N | - | EGA | PB1 |  | Menteng
TB12N | - | EGA | PB2 |  | Menteng
SP54 | - | SCHNEIDER | PMT |  | Menteng
SP54 | - | SCHNEIDER | PMT |  | Menteng
SP54 | - | EGA | PB |  | Menteng
SP54 | - | SCHNEIDER | PGC |  | Menteng
D292 |  | ORMAZABAL | PMT |  | Menteng
D292 |  | ORMAZABAL | PB |  | Menteng
D292 |  | ORMAZABAL | PMT |  | Menteng
D334 | 483.12.BL | EGA | PMT | 2012 | Menteng
D334 | 27629/021/1203/E6 | GAE | PGC | 2012 | Menteng
D334 | 531.12.BL | EGA | PMT | 2012 | Menteng
D294 | 0 | ORMAJABAL | PMT |  | Menteng
D294 | - | ORMAJABAL | PB |  | Menteng
D294 | - | ORMAJABAL | PMT |  | Menteng
TT15 | - | MERLIN GERIN | LBS |  | Menteng
TT15 | - | MERLIN GERIN | LBS |  | Menteng
TT15 | - | EGA | LBS |  | Menteng
TT15 | - | ABB | PT |  | Menteng
SP187 |  | VERCORS | PMT |  | Menteng
SP187 |  | VERCORS | PMT |  | Menteng
KN93 |  | SCHNEIDER | PMT |  | Menteng
KN93 |  | SCHNEIDER | PMT |  | Menteng
MG7 |  | FLUOKIT-M | PMT |  | Menteng
MG7 |  | FLUOKIT.M | PMT |  | Menteng
MG7 | 0 | SCHNEIDER | PMT |  | Menteng
MG7 | 0 | SCHNEIDER | PMT |  | Menteng
MG7 | 0 | SCHNEIDER | PB |  | Menteng
MG5 |  | KIT-25 | PMT |  | Menteng
MG5 |  | KIT-25 | PB |  | Menteng
MG5 |  | KIT-25 | PMT |  | Menteng
DT19 |  | MG VM6 | PMT |  | Menteng
DT19 |  | MG VM6 | PMT |  | Menteng
DT19 |  | MG VM6 | PMT |  | Menteng
DT19 |  | MG VM6 | B1 |  | Menteng
DT19 |  | MG VM6 | PGC |  | Menteng
MG26 | - | EGA | PB | 2017 | Menteng
MG26 | - | EGA | PMT | 2017 | Menteng
KN238 | 0 | EGA | PGC |  | Menteng
KN100 |  | FLUOKIT-M | PMT |  | Menteng
KN100 |  | FLUOKIT-M | PMT |  | Menteng
KN105 |  | ABB | PB |  | Menteng
KN105 |  | ABB | PMT |  | Menteng
KN105 |  | ABB | PMT |  | Menteng
PM186 | 0 | SIEMENS | PMT | 2017 | Menteng
PM186 | 0 | SIEMENS | LBS MANUAL | 2017 | Menteng
PM186 | 0 | SIEMENS | CBOM | 2017 | Menteng
KN226 | - | SCHNEIDER | LBS | 2015 | Menteng
KN231 | 0 | SCHNEIDER | PMT |  | Menteng
KN234 | 0 | SCHNEIDER | PMT |  | Menteng
BN40 | 0 | SCHNEIDER | PMT |  | Menteng
MG18 | 0 | SIEMENS | PMT |  | Menteng
MG18 | 0 | SIEMENS | PMT |  | Menteng
MG18 | 0 | SIEMENS | PGC |  | Menteng
KB233 | 2297-19 | ULUSOY | CBO-MOTORIZE | 2019 | Menteng
KB233 | - | SCHNEIDER | LBS MOTORIZE | 2019 | Menteng
KB233 | - | SCHNEIDER | PB | 2019 | Menteng
KB233 | - | SCHNEIDER | PGC | 2019 | Menteng
KB295 |  | KIT-25 | PMT |  | Menteng
KB295 |  | KIT-25 | PB |  | Menteng
KB295 |  | FLUOKIT-M | PGDB |  | Menteng
KB295 |  | KIT-25 | PMT |  | Menteng
KB295 |  | FLUOKIT-M | PT |  | Menteng
MG24A | - | EGA | LBS |  | Menteng
MG24A | - | FLUOKIT-M | PB |  | Menteng
MG24A | - | EGA | LBS |  | Menteng
DT11 | - | SCHNEIDER | LBS | 2019 | Menteng
MG111 | 0 | SCHNEIDER | CBO MOTORIZE |  | Bulungan
MG111 | 0 | SCHNEIDER | CBO MOTORIZE |  | Bulungan
MP226 | 0 | EGA | LBS |  | Bulungan
MG113 | 0 | SCHNEIDER | CBO MOTORIZE |  | Bulungan
MP226 | 0 | EGA | PB |  | Bulungan
MG113 | 0 | SCHNEIDER | CBO MOTORIZE |  | Bulungan
MG113 | 0 | SCHNEIDER | CBO MOTORIZE |  | Bulungan
P26 | W33-3-0030 | SCHNEIDER | PB | 2019 | Menteng
P8A | P8A | EGA | PMT |  | Menteng
P8A | P8A | EGA | PMT |  | Menteng
P8A | P8A | EGA | PGC |  | Menteng
P34 | P34 | EGA | PMT |  | Menteng
P34 | P34 | EGA | PMT |  | Menteng
P34 | P34 | EGA | PB |  | Menteng
P34 | P34 | EGA | PB |  | Menteng
KDR133 | 28685/036/13/01/E6 | GAE | PMT | 2013 | Cengkareng
KDR133 | 28728/036/13/01 | GAE | PMT | 2013 | Cengkareng
KDR133 | 842.13.BF | EGA | PB | 2013 | Cengkareng
KDR131 | 13.0193 | ABB | PMT | 2013 | Cengkareng
KDR131 | 13.0388 | ABB | PMT | 2013 | Cengkareng
KDR131 | 13.0406 | ABB | PB | 2013 | Cengkareng
KG322 | EGA-KG322-1 | EGA | LBS |  | Tanjung Priok
KG322 | EGA-KG322-2 | EGA | LBS |  | Tanjung Priok
D155 | 0469-21-213 | EGA | LBS | 2021 | Menteng
D155 | 0461-21-213 | EGA | LBS | 2021 | Menteng
D155 | W30-1-25 | SCHNEIDER | PB | 2019 | Menteng
D155 | 0435-21-213 | EGA | LBS | 2021 | Menteng
D155 | 0462-21-213` | EGA | LBS | 2021 | Menteng
D155 | 0013-21-234 | EGA | CBOM | 2021 | Menteng
S106 |  | F&G | PMT |  | Menteng
S106 |  | F&G | PB |  | Menteng
S106 |  | F&G | PMT |  | Menteng
S74 | S 74.1 | FLUOKIT M | PMT |  | Menteng
S74 | S 74.2 | FLUOKIT.M | PB I |  | Menteng
S74 | S 74.3 | MERLIN GERIN | PB II |  | Menteng
S74 | S 74.4 | MERLIN GERIN | PMT |  | Menteng
S74 | S 74.5 | MERLIN GERIN | PMT |  | Menteng
S74 | S 74.6 | MERLIN GERIN | PMT |  | Menteng
S74 | S 74.7 | MERLIN GERIN | PT |  | Menteng
S74 | S 74.8 | MERLIN GERIN | PGDB |  | Menteng
S18A | S 18A | ULUSOY | PMT |  | Menteng
S18A | S 18A | EGA | PMT |  | Menteng
S18A | S 18A | EGA | PB |  | Menteng
S18A | S 18A | EGA | PB |  | Menteng
S41 | S41 | ABB | PMT |  | Menteng
S41 |  | ABB | PMT |  | Menteng
S41 |  | ABB | PB |  | Menteng
PD86 | PD86-3 | ABB | PB TRAFO | 2013 | Kramat Jati
TP29 | TP 29 | FLUKIT M | PMT |  | Cempaka Putih
TP29 | TP 29 | FLUKIT M | PMT |  | Cempaka Putih
TP29 | TP 29 | FLUKIT M | PB |  | Cempaka Putih
TP34 | TP 34 | EGA | PMT |  | Cempaka Putih
TP34 | TP 34 | EGA | PMT |  | Cempaka Putih
TP34 | TP 34 | EGA | PB 1 |  | Cempaka Putih
TP34 | TP 34 | EGA | PB 2 |  | Cempaka Putih
BK41 |  | FLUOMATIC | LBS |  | Marunda
BK24 |  | FLUOMATIC | LBS |  | Marunda
BK24 |  | FLUOMATIC | LBS |  | Marunda
BK15 |  | EGA | LBS |  | Marunda
BK29 | 0279.15.213 | EGA | LBS | 2015 | Marunda
CK42 | 0445.12.213 | EGA | LBS | 2017 | Marunda
CK44F |  | FLUOMATIC | LBS |  | Marunda
PG72A |  | FLUOMATIC | LBS |  | Marunda
BK23 |  | FLUOMATIC | LBS |  | Marunda
PG72A |  | FLUOMATIC | LBS |  | Marunda
BK16 |  | FLUOMATIC | LBS |  | Marunda
BK16 |  | FLUOMATIC | LBS |  | Marunda
BK23 |  | FLUOMATIC | LBS |  | Marunda
CK34 |  | FLUOMATIC | LBS |  | Marunda
CK27 | CI-2018-W21-3-0048 | SCHNEIDER SM6 | LBS | 2018 | Marunda
CK27 | CI-2017-W46-5-0016 | SCHNEIDER SM6 | LBS | 2017 | Marunda
BK15 |  | EGA | LBS |  | Marunda
CK31 |  | FLUOMATIC | LBS |  | Marunda
CK31 |  | FLUOMATIC | LBS |  | Marunda
CK34 |  | FLUOMATIC | LBS |  | Marunda
BK41 |  | FLUOMATIC | LBS |  | Marunda
CK193 |  | GAE GLS | LBS |  | Marunda
CK37 |  | FLUOMATIC | LBS |  | Marunda
CK37 |  | FLUOMATIC | LBS |  | Marunda
CK235 |  | SCHNEIDER SM6 | PGC | 2017 | Marunda
CK20J |  | SCHNEIDEER SM6 | PGC |  | Marunda
CK42 | 1665.16.213 | EGA | LBS | 2017 | Marunda
PM248 | 1476 | FLOUKIT.M | PT |  | Bulungan
D70 | CL.2018.W09.1.0046 | SCHNEIDER | LBS | 2018 | Menteng
D70 | CL.2018.W11.4.0031 | SCHNEIDER | LBS | 2018 | Menteng
D70 | CL.2018.W09.2.0023 | SCHNEIDER | LBS | 2018 | Menteng
D70 | CL.2018.W09.5.0021 | SCHNEIDER | LBS | 2018 | Menteng
D70 | CL.2018.W24.1.0031 | SCHNEIDER | LBS | 2018 | Menteng
T156 |  | FLUOMATIC | PMT |  | Menteng
T156 |  | FLUOMATIC | PB |  | Menteng
T156 |  | FLUOMATIC | PMT |  | Menteng
T226 |  | GAE | PGC |  | Menteng
T226 |  | FLUOKIT-M | PMT |  | Menteng
T226 | T226 | FLUOKIT M | PMT |  | Menteng
T226 |  | FLUOKIT-M | B1 |  | Menteng
T226 |  | FLUOKIT-M | PGDB |  | Menteng
T226 |  | FLUOKIT-M | PT |  | Menteng
T145N |  | FLUOKIT-M | PMT |  | Menteng
T145N |  | FLUOKIT-M | PB |  | Menteng
T145N |  | FLUOKIT-M | PMT |  | Menteng
T208 | T208 | FLOUKIT M | PGC |  | Menteng
SN82 | 9502024 | MERLIN GERIN | PB |  | Bulungan
SN82 | 9512086 | MERLIN GERIN | CT |  | Bulungan
SN82 | 9516264 | MERLIN GERIN | PMT |  | Bulungan
SN82 | 9516170 | MERLIN GERIN | PMT |  | Bulungan
SN82 | 9508375 | MERLIN GERIN | B1 |  | Bulungan
SN83 | 1540 | FLUOKIT M | B1 |  | Bulungan
SN83 | 958706 | FLUOKIT M | CT |  | Bulungan
SN83 | 893 | FLUOKIT M | PT |  | Bulungan
SN83 | 4664 | FLUOKIT M | PMT |  | Bulungan
SN83 | 1404-20 | ULLUSOY | CBOG MOTORIZE | 2020 | Bulungan
SN84 | 5749 | FLOUKIT.M | LBS | 1996 | Bulungan
SN84 | 946 | FLOUKIT.M | PB | 1996 | Bulungan
SN84 | 5748 | FLOUKIT.M | LBS | 1996 | Bulungan
SN86 | 0 | EGA | LBS |  | Bulungan
SN86 | 0 | EGA | LBS MOTORIZE |  | Bulungan
SN86 | 0 | EGA | PMT |  | Bulungan
SN86 | 0 | EGA | LBS MOTORIZE |  | Bulungan
SN86 | 0 | EGA | PMT |  | Bulungan
SN86 | 0 | EGA | PMT |  | Bulungan
MP228 | 0517.16.214 | EGA | PB |  | Bulungan
SN98 | 0 | GAE | PB |  | Bulungan
MP105 | 0 | ABB | LBS MOTORIZE |  | Bulungan
MP105 | 0 | ABB | LBS MOTORIZE |  | Bulungan
SN89 | 0 | EGA | LBS |  | Bulungan
SN89 | 0 | EGA | LBS MOTORIZE |  | Bulungan
SN89 | 0 | EGA | CBO |  | Bulungan
SN89 | 0 | EGA | LBS |  | Bulungan
MP228 | 0847.16.212 | EGA | LBS |  | Bulungan
D78A | D78A | EGA | PB |  | Menteng
D78A | D78A | SCHNEIDER | CBO-MP | 2018 | Menteng
D222 |  | FLUOKIT-M | PMT |  | Menteng
D222 | D222 | FLUOKIT-M | PB |  | Menteng
D222 |  | FLUOKIT-M | PGDB |  | Menteng
D222 |  | FLUOKIT-M | PMT |  | Menteng
D63N | D63 | EGA | PB |  | Menteng
D134 |  | KIT 25 | PB |  | Menteng
T345 | 0 | GAE | PMT |  | Menteng
D134 |  | KIT 25 | PB |  | Menteng
D119 | CI-2019-W42-1-1402 | SCHNEIDER RM6 | LBS MOTORIZE | 2019 | Menteng
D119 | CI-2019-W42-3-1401 | SCHNEIDER RM6 | LBS MOTORIZE | 2019 | Menteng
D119 | CI-2019-W38-5-1405 | SCHNEIDER RM6 | PB | 2019 | Menteng
D11T |  | FLUOKIT-M | PMT |  | Menteng
D11T |  | FLUOKIT-M | PMT |  | Menteng
D11T |  | FLUOKIT-M | PB |  | Menteng
D11T | 524396 | Schneider | CBOM |  | Menteng
D139 | W40-3-0008 | SCHNEIDER | CBOM | 2019 | Menteng
D139 | W36-4-0024 | SCHNEIDER | LBS MOTORIZE | 2019 | Menteng
D139 | W36-4-0006 | SCHNEIDER | PB1 | 2019 | Menteng
D139 | W36-2-0034 | SCHNEIDER | PB2 | 2019 | Menteng
D139 | W38-4-0071 | SCHNEIDER | CBOM | 2019 | Menteng
D280 |  | CONTRFLASMA | PMT |  | Menteng
D280 |  | GAE | PMT |  | Menteng
D280 | 19344 | GAE | PGC |  | Menteng
D32N | 0054-21 | EGA | PB1 | 2021 | Menteng
D32N | 0053-21 | EGA | PB2 | 2021 | Menteng
D32N | 0058-21 | EGA | LBS | 2021 | Menteng
D32N | 0057-21 | EGA | LBS | 2021 | Menteng
D307 | - | SCHNEIDER | CBO | 2019 | Menteng
T3B | 0356.19.213 | EGA | LBS MOT | 2019 | Menteng
T3B | 1583.18.214 | EGA | PB | 2018 | Menteng
T12B | T12B | EGA | PB |  | Menteng
T12B | T12B | EGA | PMT |  | Menteng
T12B | T12B | EGA | PMT |  | Menteng
K270 |  | SIEMENS | PMT |  | Menteng
K270 |  | SIEMENS | PMT |  | Menteng
K270 | - | SIEMENS | PGC |  | Menteng
K254 |  | FLUOKIT.M | PMT |  | Menteng
MG81 | 0 | SCHNEIDER | CBO MOTORIZE |  | Bulungan
MG81 | 0 | SCHNEIDER | PB |  | Bulungan
MG81 | 0 | SCHNEIDER | CBO MOTORIZE |  | Bulungan
KB589 | 0485-15-213 | EGA | LBS |  | Bulungan
SN141 | 3417.17.213.2017 | EGA | LBS | 2017 | Bulungan
MP100 | 0 | SIEMENS | LBS |  | Bulungan
SN100 | 0149.18.234.2018 | EGA | CBOM MOTORIZE | 2018 | Bulungan
MP100 | 0 | SIEMENS | CBO |  | Bulungan
MP100 | 0 | SIEMENS | LBS |  | Bulungan
MP101 | 0 | SCHNEIDER | CBO MOTORIZE |  | Bulungan
MP101 | 0 | SCHNEIDER | CBO MOTORIZE |  | Bulungan
MP101 | 0 | SCHNEIDER | CBO MOTORIZE |  | Bulungan
KB587 | 0 | EGA | LBS |  | Bulungan
MP104 | 0 | SIEMENS | PB |  | Bulungan
MP104 | 0 | SIEMENS | LBS |  | Bulungan
MP104 | 0 | SIEMENS | LBS |  | Bulungan
PP35BR | 0 | FLUOKIT M | B1 |  | Bulungan
MP106 | 0 | SCHNEIDER | LBS MOTORIZE |  | Bulungan
MP106 | 0 | SCHNEIDER | LBS MOTORIZE |  | Bulungan
MP106 | 0 | MERLIN GERIN | PGC |  | Bulungan
MP107 | 31CCF | ABB | PB |  | Bulungan
MP107 | 20022084 | ABB | LBS |  | Bulungan
MP107 | 980012B | ABB | LBS |  | Bulungan
MP108 | 230999 | ABB | PMT | 2002 | Bulungan
KL228 | C1-2014-W04-4-005 | SCHNEIDER | LBS |  | Bulungan
MP108 | 230999 | ABB | PMT | 2002 | Bulungan
MP108 | 0 | SCHNEIDER | PGC |  | Bulungan
KB597 | 0 | EGA | LBS MOTORIZE |  | Bulungan
PP35BR | 0 | MERLIN GERIN | B1 |  | Bulungan
MP109 | 0 | EGA | LBS MOTORIZE |  | Bulungan
PG111 | PG 111 | EGA | PMT |  | Cempaka Putih
PG111 | PG 111 | SM6 | PMT |  | Cempaka Putih
PG111 | PG 111 | SM6 | PGC |  | Cempaka Putih
PG112 | PG 112 | KIT 25 | PMT |  | Cempaka Putih
PG112 | PG 112 | KIT 25 | PMT |  | Cempaka Putih
PG112 | PG 112 | KIT 25 | PB |  | Cempaka Putih
PG112 | PG 112 | SM6 | PGC |  | Cempaka Putih
PG115 | PG 115 | SM 6 | PMT |  | Cempaka Putih
PG115 | PG 115 | SM 6 | PMT |  | Cempaka Putih
PG115 | PG 115 | SM 6 | PB |  | Cempaka Putih
PG116 | PG 116 | KIT M | PMT |  | Cempaka Putih
K18B | K 18B | MERLIN GERLIN SM6 | PMT |  | Cempaka Putih
K18B | K 18B | SCHNEIDER SM6 | PB |  | Cempaka Putih
PG116 | PG 116 | KIT M | PMT |  | Cempaka Putih
PG116 | PG 116 | FLUMATIC | PB |  | Cempaka Putih
PS18 | PS 18 | SCHNEIDER SM6 | PMT |  | Cempaka Putih
PG117 | PG 117 | SM6 | PMT |  | Cempaka Putih
PS22 | PS 22 | EGA | PMT |  | Cempaka Putih
PG117 | PG 117 | SM6 | PMT |  | Cempaka Putih
PG117 | PG 117 | KIT M | PGC |  | Cempaka Putih
PG118 | PG 118 | SM6 | LBS |  | Cempaka Putih
PG118 | PG 118 | SM6 | LBS |  | Cempaka Putih
K18E | K 18E | SCHNEIDER SM6 | PMT |  | Cempaka Putih
PS24 | PS 24 | GAE | PMT |  | Cempaka Putih
PS24 | PS 24 | GAE | PB |  | Cempaka Putih
KB32A | 02PB_KB32A | KIT25 | PB |  | Menteng
KG33 |  | CONTACT PLASMA | LBS |  | Marunda
MD79 |  | FLUOKIT M | LBS |  | Marunda
CK41 |  | FLUOKIT M | LBS |  | Marunda
CK41 |  | FLUOKIT M | LBS |  | Marunda
MD1 | - | FLUOKIT M | LBS | 2016 | Marunda
PK101B |  | FLUOKIT M | LBS |  | Marunda
T371P | 0375-15-209 | EGA | LBS | 2015 | Menteng
K32A | 180713BF | EGA | PB | 2013 | Jatinegara
K32A | 236513BL | EGA | LBS | 2013 | Jatinegara
K20N | 178013BF | EGA | PB | 2013 | Jatinegara
K216 | 11508 | FLOUKIT-M | PB | 2001 | Jatinegara
KM55P | 0270.15.209 | EGA | LBS | 2015 | Jatinegara
TB24 | 15-4132 | SCHNEIDER | LBS | 2015 | Jatinegara
TB24 | 15-4132 | SCHNEIDER | LBS | 2015 | Jatinegara
KM55P | 0388.15.209 | EGA | LBS | 2015 | Jatinegara
KM55P | 0155.15.211 | EGA | PB | 2015 | Jatinegara
TB24 | SM0502509 | SCHNEIDER | PB | 2012 | Jatinegara
K66E | 1376/110/08/01/E6 | GAE | PB | 2008 | Jatinegara
K101B | 25068/105/11/02/E6 | GAE | PB | 2011 | Jatinegara
TB52 | C1-2012-W21-2-2008 | SCHNEIDER | LBS | 2012 | Jatinegara
K66E | 8400-110/8/01/E6 | GAE | LBS | 2008 | Jatinegara
K216 | 1323 | FLOUKIT-M | PT | 2001 | Jatinegara
T268 |  | MERLIN GERIN | PGDB |  | Menteng
T268 |  | MERLIN GERIN | PT |  | Menteng
T268 |  | MERLIN GERIN | PMT |  | Menteng
T263 |  | FLUOKIT.M | PMT |  | Menteng
T263 |  | FLUOKIT.M | PMT |  | Menteng
T263 |  | FLUOKIT.M | PT |  | Menteng
T263 |  | FLUOKIT.M | PGDB |  | Menteng
T265 | 0159.19.234 | EGA | CBO-JAR | 2019 | Menteng
T265 | 0345.19.213 | EGA | LBS MOT | 2019 | Menteng
T265 | 1612.18.214 | EGA | PB | 2018 | Menteng
K267 | K267 | SCHNEIDER | PMT |  | Menteng
K267 | K267 | SCHNEIDER | PMT |  | Menteng
P79 | 123 | FLUOKIT-M | PGDB |  | Menteng
KB20 |  | MERLIN GERIN | PT |  | Menteng
KB20 |  | FLUOKIT-M | PB3 |  | Menteng
PM248 | 1857 | EGA | PB |  | Bulungan
PM248 | 459 | EGA | LBS |  | Bulungan
PM248 | 0 | EGA | B1 |  | Bulungan
PM249 | 0 | SCHNEIDER | LBS |  | Bulungan
PM249 | 0 | SCHNEIDER | LBS |  | Bulungan
PM249 | 0 | SCHNEIDER | PGC MOTORIZE |  | Bulungan
KB601 | C1-2016-W32-2-0019 | SCHNEIDER | LBS MOTORIZE |  | Bulungan
PM249 | 0 | SCHNEIDER | PGC MOTORIZE |  | Bulungan
PS18 | PS 18 | SCHNEIDER SM6 | PMT |  | Cempaka Putih
PS22 | PS 22 | EGA | PB 1 |  | Cempaka Putih
K18E | K 18E | SCHNEIDER SM6 | PMT |  | Cempaka Putih
PG118 | PG 118 | SM6 | PGC |  | Cempaka Putih
PG124 | PG 124 | KIT M | PGC |  | Cempaka Putih
PG411 | PG 411 | SM 6 | PMT |  | Cempaka Putih
PG411 | PG 411 | SM 6 | PMT |  | Cempaka Putih
RM66P | RM 66P | ABB | PMT |  | Cempaka Putih
PG411 | PG 411 | SM 6 | PGC |  | Cempaka Putih
RM66P | RM 66P | ABB | PB |  | Cempaka Putih
TP98 | TP 98 | GAE | PB |  | Cempaka Putih
KB1N | KB 1N 28180 | GAE | LBS MOTORIZED |  | Bulungan
TD348 | 0 | SCHNEIDER | LBS |  | Bulungan
TD348 | SM9605738 | MERLIN GERIN | LBS |  | Bulungan
TD348 | TD 348 | SCHNEIDER | PB |  | Bulungan
KL13 | KL 13 12.1151 | ABB | LBS MOTORIZED |  | Bulungan
KL13 | 0093.21.234 | EGA | CBOM |  | Bulungan
KL13 | KL 13 12.1290 | ABB | PB |  | Bulungan
KB11B | KB 11B 1386.13BL | EGA | LBS MOTORIZED |  | Bulungan
KB11B | KB 11B 1385.13BL | EGA | LBS MOTORIZED |  | Bulungan
KB11B | KB 11B 1354.13BL | EGA | LBS MOTORIZED |  | Bulungan
KB11B | KB 11B 588 .13BF | EGA | PB |  | Bulungan
TD6B | TD 6B 1361.13BL | EGA | LBS MOTORIZED |  | Bulungan
TD6B | TD 6B 587.13BF | EGA | PB |  | Bulungan
PM88A | PM 88A 1407.13BL | EGA | LBS MOTORIZED |  | Bulungan
PM88A | PM 88A 1393.13BL | EGA | LBS MOTORIZED |  | Bulungan
PM88A | PM 88A 591.13BF | EGA | PB |  | Bulungan
MP39 | MP 39 12.912 | ABB | LBS MOTORIZED |  | Bulungan
MP39 | MP 39 121144 | ABB | LBS MOTORIZED |  | Bulungan
MP39 | MP 39 592.13BF | EGA | PB |  | Bulungan
KB28N | KB 28N 1403.13BL | EGA | LBS MOTORIZED |  | Bulungan
KB28N | KB 28N 1372.13BL | EGA | LBS MOTORIZED |  | Bulungan
KB28N | KB 28N 614.13BF | EGA | PB |  | Bulungan
SN14 | SN 14 13.0277 | ABB | LBS MOTORIZED |  | Bulungan
SN14 | 0 | FLUOKIT M | LBS |  | Bulungan
SN14 | SN 14 13.0122 | ABB | PB |  | Bulungan
SN14 | SN 14 13.0067 | ABB | PB |  | Bulungan
MP7 | MP 7 13.0179 | ABB | LBS MOTORIZED |  | Bulungan
MP7 | MP 7 13.0141 | ABB | LBS MOTORIZED |  | Bulungan
MP7 | MP 7 13.0263 | ABB | PB |  | Bulungan
KB22 | KB 22 13.0026 | ABB | LBS MOTORIZED |  | Bulungan
KB22 | KB 22 13.0041 | ABB | LBS MOTORIZED |  | Bulungan
KB22 | KB 22 13.0239 | ABB | PB |  | Bulungan
KL5 | KL 5 13.0008 | FLOUKIT M | LBS MOTORIZED |  | Bulungan
KL5 | 0 | FLUOKIT M | LBS |  | Bulungan
KL5 | 0 | FLUOKIT M | PB |  | Bulungan
D38 | D 38 13.0365 | ABB | LBS MOTORIZED |  | Bulungan
D38 | D 38 13.0207 | ABB | LBS MOTORIZED |  | Bulungan
K254 |  | FLUOKIT.M | PMT |  | Menteng
K254 |  | FLUOKIT.M | PGDB |  | Menteng
K254 |  | FLUOKIT.M | B1 |  | Menteng
K254 |  | FLUOKIT.M | PT |  | Menteng
T19 |  | FLUOKIT-M | PMT |  | Menteng
T19 |  | FLUOKIT-M | PB |  | Menteng
T19 |  | FLUOKIT-M | PMT |  | Menteng
T94 | T94 | EGA | PMT |  | Menteng
T94 | T94 | EGA | PB |  | Menteng
T94 | T94 | EGA | LBS |  | Menteng
T40C |  | SCHNEIDER | PMT |  | Menteng
T40C |  | SCHNEIDER | PMT |  | Menteng
T40C |  | SCHNEIDER | PB |  | Menteng
T4ABIS | 0157.19.234S | EGA | CBO-MOTORIZE | 2019 | Menteng
T4ABIS | T4ABIS | EGA | PMT |  | Menteng
T4ABIS | 0191.19.214 | EGA | PB | 2019 | Menteng
T314 |  | FLUOKIT-M | PMT |  | Menteng
T314 |  | FLUOKIT-M | PMT |  | Menteng
T314 |  | FLUOKIT-M | PGC |  | Menteng
T39C | 1627.18.214 | EGA | PB | 2018 | Menteng
T39C |  | SCHNEIDER | PMT |  | Menteng
T39C |  | SCHNEIDER | PMT |  | Menteng
T109 |  | FLUOKIT-M | PB |  | Menteng
T109 |  | FLUOKIT-M | PT |  | Menteng
T109 |  | FLUOKIT-M | PMT |  | Menteng
T109 |  | FLUOKIT-M | PMT |  | Menteng
T109 |  | FLUOKIT-M | PDGB |  | Menteng
T109 | - | FLUOKIT-M | PB |  | Menteng
T258 |  | FLUOKIT-M | PMT |  | Menteng
T258 |  | FLUOKIT-M | PGC |  | Menteng
T258 | - | FLUOKIT-M | PT |  | Menteng
T258 |  | FLUOKIT-M | PMT |  | Menteng
T360 | 27599/021/12/01/E6 | GAE | PMT | 2012 | Menteng
T360 | 27601/021/12/01/E6 | GAE | PMT | 2012 | Menteng
T360 | 27622/021/12/03/E6 | GAE | PGC | 2012 | Menteng
K156A | K156A | MERLIN GERIN | LBS |  | Menteng
K156A | K156A | MERLIN GERIN | LBS |  | Menteng
K156A | K156A | MERLIN GERIN | CBO |  | Menteng
K156 |  | KIT 25 | PMT |  | Menteng
K156 |  | KIT 25 | PMT |  | Menteng
K156 |  | KIT 27.2 | PT |  | Menteng
K156 |  | KIT 27.2 | PGDB |  | Menteng
K156 | - | KIT 27.2 | B1 |  | Menteng
K2 | K2 | EGA | PMT |  | Menteng
K2 | K2 | EGA | PMT |  | Menteng
K2 | K2 | EGA | PB |  | Menteng
K244 | - | EGA | PB |  | Menteng
K244 | - | EGA | LBS |  | Menteng
K244 | - | EGA | LBS |  | Menteng
K149 | 0 | MG | PMT |  | Menteng
K149 | K149 | EGA | PMT |  | Menteng
K149 | 0 | FLUOKIT-M | PMT |  | Menteng
T175 | - | SCHNEIDER | PMT |  | Menteng
T175 | - | SCHNEIDER | CBOG |  | Menteng
T114 |  | MERLIN GERIN | PB |  | Menteng
T114 |  | MERLIN GERIN | PMT |  | Menteng
T114 |  | MERLIN GERIN | PMT |  | Menteng
T114 |  | MERLIN GERIN | PMT |  | Menteng
T148 | - | SCHNEIDER | LBS MOTORIZE | 2019 | Menteng
T148 | - | SCHNEIDER | PMT |  | Menteng
T148 | - | SCHNEIDER | CBO |  | Menteng
T319 | T319 | MERLIN GERIN SM.6 | PMT |  | Menteng
T319 | T319 | SCHNEIDER | PMT |  | Menteng
T319 | T319 | MERLIN GERIN SM.6 | PGC |  | Menteng
K61 | K61 | SIEMENS | PB |  | Menteng
K61 | K61 | SIEMENS | PMT |  | Menteng
K61 | K61 | SIEMENS | PMT |  | Menteng
K61 | K61 | SIEMENS | PMT |  | Menteng
K61 | K61 | SIEMENS | PGC |  | Menteng
T63N | T63N | EGA | LBS MOTORIZE | 2018 | Menteng
T63N | T63N | SCHNEIDER | PB | 2018 | Menteng
T40A | 2542.17.213 | EGA | LBS |  | Menteng
T40A | 2522.17.213 | EGA | LBS |  | Menteng
T40A | 1186.17.212 | EGA | PB |  | Menteng
T233 |  | MG | PMT |  | Menteng
T233 |  | MG | PMT |  | Menteng
T233 |  | MG | PDGB |  | Menteng
T233 |  | MG | B1 |  | Menteng
T233 |  | MG | PT |  | Menteng
BK70 | 5036 | FLUOKIT M | LBS | 1995 | Marunda
KG409 |  | FLUOKIT M | LBS |  | Marunda
KG409 |  | SCHNEIDEER SM6 | CBOM |  | Marunda
PK259 |  | FLUOKIT M | LBS |  | Marunda
CK75 | 0406-15-209 | EGA | LBS | 2015 | Marunda
KG16 | - | SCHNEIDER SM6 | CBOM |  | Marunda
KP10 | 14447 | FLUOKIT M | LBS | 2011 | Marunda
MD1 | - | FLUOKIT M | LBS | 2016 | Marunda
KP29 | 500230611/1001-06 | ABB SAFEPLUS | LBS | 2010 | Marunda
KP29 | 500238821/2001-02 | ABB SAFEPLUS | LBS | 2010 | Marunda
KP29 | 500238821/2001-03 | ABB SAFEPLUS | LBS | 2010 | Marunda
BK85 | 5668 | FLUOKIT M | LBS | 1996 | Marunda
BK84 | 976 | FLUOKIT M | LBS | 1996 | Marunda
KG287 |  | FLUOKIT M | LBS |  | Marunda
KG287 |  | FLUOKIT M | LBS |  | Marunda
MD16 | 2002 | FLUOKIT M | LBS |  | Marunda
KG281 |  | FLUOKIT M | LBS |  | Marunda
BK54 | 2410 | FLUOKIT M | LBS |  | Marunda
MD78 | 10646 | FLUOKIT M | LBS | 2007 | Marunda
MD78 | 10647 | FLUOKIT M | LBS | 2007 | Marunda
BK138 | SM1043078C3 | SCHNEIDER SM6 | CBOM |  | Marunda
CK45 | 3655 | FLUOKIT M | LBS |  | Marunda
GH0203 |  | FLUOKIT M | LBS |  | Marunda
PK259 |  | FLUOKIT M | LBS |  | Marunda
CK36B | 85 | FLUOKIT M | LBS |  | Marunda
CK36B | 2444 | FLUOKIT M | LBS |  | Marunda
KP42 | 1006 | FLUOKIT M | LBS | 1996 | Marunda
CK117 | 4841 | SCHNEIDER SM6 | CBOM |  | Marunda
CK117 | 4844 | FLUOKIT M | LBS | 1995 | Marunda
CKG35 | SM1028009C1 | SCHNEIDER | LBS |  | Cengkareng
CKG35 | 0467.17.213 | EGA | LBS | 2017 | Cengkareng
CKG35 | SM1028036C1 | SCHNEIDER | PB |  | Cengkareng
BC256 | - | MG | LBS |  | Cengkareng
BC256 | 1302 | FLUOKIT M | PB | 1997 | Cengkareng
BC71 | 1817.13.BL/2013 | EGA | PMT | 2013 | Cengkareng
BC71 | 1783.13.BL/2013 | EGA | PMT | 2013 | Cengkareng
BC71 | 947.13.BF/2013 | EGA | PB | 2013 | Cengkareng
KB20 |  | MERLIN GERIN | PGDB |  | Menteng
KB20 |  | FLUOKIT-M | PB2 |  | Menteng
KB20 |  | FLUOKIT-M | PB1 |  | Menteng
KB20 |  | MERLIN GERIN | PMT |  | Menteng
KB20 |  | MERLIN GERIN | PMT |  | Menteng
DT12 | - | SCHNEIDER | PMT |  | Menteng
DT12 | - | Schneider SM6 | LBS MOTORIZE | 2016 | Menteng
DT12 | - | SCHNEIDER | PGC |  | Menteng
S86 | S86 | SCHNEIDER | PGC |  | Menteng
S86 | S86 | SCHNEIDER | PMT |  | Menteng
S86 | S86 | SCHNEIDER | PMT |  | Menteng
S95 |  | MERLIN GERIN | B1 |  | Menteng
S95 |  | MERLIN GERIN | PGDB |  | Menteng
S95 |  | MERLIN GERIN | PT |  | Menteng
S95 |  | MERLIN GERIN | PB |  | Menteng
S95 |  | MERLIN GERIN | PMT |  | Menteng
S95 |  | MERLIN GERIN | PMT |  | Menteng
S130P | S130P | SCHNEIDER | PMT |  | Menteng
S130P | S130P | SCHNEIDER | PMT |  | Menteng
S130P | S130P | SCHNEIDER | PB |  | Menteng
S128 | . | SCHNEIDER | PMT |  | Menteng
S128 | . | SCHNEIDER | PMT |  | Menteng
S128 | .S128 | SCHNEIDER | PGC | 2008 | Menteng
S29B | S29B | GAE | PMT |  | Menteng
S29B | S29B | GAE | PMT |  | Menteng
S29B | S29B | GAE | PB |  | Menteng
S29A |  | FLUOKIT.M | PB |  | Menteng
S29A |  | KIT 25 | PB |  | Menteng
S29A | S29A | EGA | PMT |  | Menteng
S29A | S29A | EGA | PMT |  | Menteng
S29N | S29N | EGA | PMT |  | Menteng
S29N | S29N | EGA | PMT |  | Menteng
S29N | S29N | EGA | PB |  | Menteng
S29BIS | 1839-13 | EGA | LBS | 2013 | Menteng
S29BIS | 0354-17 | EGA | LBS | 2017 | Menteng
S29BIS | 0696-16 | EGA | PB | 2016 | Menteng
S32B |  | F & G | PMT |  | Menteng
S32B |  | F & G | PB |  | Menteng
S32B |  | F & G | PMT |  | Menteng
S29C | 62116 | ORMAZAMBAL | PT | 2017 | Menteng
S29C | 61148 | ORMAZAMBAL | PB | 2019 | Menteng
S29C | 63290 | ORMAZAMBAL | LBS | 2019 | Menteng
S120 | - | EGA | PMT | 2013 | Menteng
S120 |  | MERLIN GERIN | PMT |  | Menteng
S120 |  | ABB | PB |  | Menteng
SP172 | - | SCHNEIDER MOTORES | LBS | - | Menteng
SP218 | - | ABB MOTORIS | LBS MOTORIS | - | Menteng
KN231 | 0 | SCHNEIDER | PMT |  | Menteng
S10N |  | KIT 25 | PB |  | Menteng
S10N |  | KIT 25 | B1 |  | Menteng
S10N |  | KIT 25 | PB |  | Menteng
S10N |  | FLUOKIT.M | PMT |  | Menteng
S10N |  | KIT 25 | PT |  | Menteng
S10N |  | KIT 25 | PGDB |  | Menteng
S10N | S10N | FLUOKIT.M | PMT |  | Menteng
S10D | CI-2019-W42-2-1401 | Schneider RM6 | LBS Motorized | 2019 | Menteng
GH0186 |  | SIEMENS | PMT |  | Menteng
TT44P | - | EGA | PB | 2017 | Menteng
TT23 | 2019CSF61055 | ORMAZABAL | PB FULLY | 2019 | Menteng
T362 | 123 | SCHNEIDER | PGC |  | Menteng
S10F |  | FLUOKIT.M | PB |  | Menteng
S10F | S10F | FLOUKIT M | PMT |  | Menteng
S10F | S10F | FLOUKIT M | PMT |  | Menteng
S10F | S10F | FLOUKIT M | PB |  | Menteng
BN26 | 0 | SCHENEIDER | PMT |  | Menteng
BN16 | 79149 | EGA | PMT |  | Menteng
BN16 | 79149 | EGA | PMT |  | Menteng
BN16 | - | SCHNEIDER | LBS |  | Menteng
BN4 |  | FLUOKIT-M | PMT |  | Menteng
BN4 |  | FLUOKIT-M | PT |  | Menteng
BN4 |  | FLUOKIT-M | PGDB |  | Menteng
BN4 |  | FLUOKIT-M | PMT |  | Menteng
BN4 |  | FLUOKIT-M | B1 |  | Menteng
D162 | D162 | EGA | PB |  | Menteng
D162 | D162 | FLUOKIT M | PB |  | Menteng
D162 | D162 | FLUOKIT M | LBS |  | Menteng
D162 | D162 | FLUOKIT M | LBS |  | Menteng
T133N | 123 | ABB | PB |  | Menteng
T133N | 123 | KIT 27,2 | PB |  | Menteng
T133N | 123 | KIT 27,2 | PB |  | Menteng
T133N | 123 | KIT 27,2 | PB |  | Menteng
T133N | 123 | KIT 27,2 | LBS |  | Menteng
S10E | - | ULUSOY | LBS |  | Menteng
S10E | - | ULUSOY | PB |  | Menteng
PK68C |  | SIEMENS | PB TRAFO |  | Marunda
CK148 | CV728857-01001/009 | SIEMENS | PB TRAFO | 2003 | Marunda
KG222 |  | SIEMENS | PB TRAFO |  | Marunda
KG84 |  | SIEMENS | PB TRAFO |  | Marunda
KG156 |  | SIEMENS | PB TRAFO |  | Marunda
KP12 |  | SIEMENS | PB TRAFO | 1993 | Marunda
CK79 |  | SIEMENS | PB TRAFO |  | Marunda
KG133 |  | SIEMENS | PB TRAFO |  | Marunda
GH0258 | D2036.45.7.000 | EGA | PB TRAFO | 2018 | Marunda
KG173 |  | SIEMENS | PB TRAFO |  | Marunda
CK82 |  | SIEMENS | PB TRAFO |  | Marunda
KP57 | 739113-002301005 | SIEMENS | PB TRAFO | 2005 | Marunda
BK48 |  | SIEMENS | PB TRAFO |  | Marunda
MD25 |  | SIEMENS | PB TRAFO |  | Marunda
KP6 |  | SIEMENS | PB TRAFO |  | Marunda
PK74B |  | SIEMENS | PB TRAFO | 1993 | Marunda
CK106 |  | SIEMENS | PB TRAFO |  | Marunda
CK218 | 0340.14.211 | EGA | PB TRAFO | 2014 | Marunda
CK44E | 2021CSF61017 | ORMAZABAL | PB TRAFO | 2021 | Marunda
BK109 |  | SIEMENS | PB TRAFO |  | Marunda
KP18 |  | EGA | PB TRAFO |  | Marunda
MD95 | 812243000400/008 | SIEMENS | PB TRAFO | 2011 | Marunda
BK69 |  | SIEMENS | PB TRAFO |  | Marunda
BK57 |  | SIEMENS | PB TRAFO |  | Marunda
BK61 | - | EGA | PB TRAFO |  | Marunda
KP14 |  | SIEMENS | PB TRAFO |  | Marunda
KP33 | 1394.17.214 | EGA | PB TRAFO | 2017 | Marunda
BK76 |  | SIEMENS | PB TRAFO |  | Marunda
BK63 |  | SIEMENS | PB TRAFO |  | Marunda
KP65 | 812243-000400/0003 | SIEMENS | PB TRAFO | 2011 | Marunda
BK155 | CV812243-0004401005 | SIEMENS | PB TRAFO | 2011 | Marunda
BK95 | - | EGA | PB TRAFO |  | Marunda
BK96 |  | SIEMENS | PB TRAFO |  | Marunda
KP35 |  | SIEMENS | PB TRAFO |  | Marunda
KP66 | CV812242-000400/010 | SIEMENS | PB TRAFO | 2011 | Marunda
KP28 |  | SIEMENS | PB TRAFO |  | Marunda
KP15 |  | SIEMENS | PB TRAFO |  | Marunda
CK44F | 737802-8030 | SIEMENS | PB TRAFO | 2005 | Marunda
MD71 |  | SIEMENS | PB TRAFO |  | Marunda
CK120 |  | MG SCHNEIDER | PB TRAFO |  | Marunda
CK253 |  | MG SCHNEIDER | PB TRAFO |  | Marunda
PK231 |  | MG SCHNEIDER | PB TRAFO |  | Marunda
PK235 |  | ORMAZABAL | PB TRAFO |  | Marunda
BK184 |  | SCHNEIDER SM6 | PB TRAFO |  | Marunda
BK184 |  | SCHNEIDER SM6 | PB TRAFO |  | Marunda
PK204 |  | SCHNEIDER SM6 | PB TRAFO |  | Marunda
PK12A |  | MG SCHNEIDER | PB TRAFO |  | Marunda
PK212 |  | MG SCHNEIDER | PB TRAFO |  | Marunda
PK129 |  | MG SCHNEIDER | PB TRAFO |  | Marunda
KB264 | KB 264 13.0012 | ABB | LBS MOTORIZED |  | Bulungan
KB264 | KB 264 13.0136 | ABB | LBS MOTORIZED |  | Bulungan
KB264 | KB 264 13.0405 | ABB | PB |  | Bulungan
KB264 | KB 264 13.0 | ABB | PB |  | Bulungan
KB243 | KB 243 13.0209 | ABB | LBS MOTORIZED |  | Bulungan
KB243 | KB 243 13.0412 | ABB | LBS MOTORIZED |  | Bulungan
BN11 | 0 | MERLIN GERIN | PMT |  | Menteng
D290 | - | MG SM6 | PMT |  | Menteng
SN74 | - | SCHNEIDER | PMT |  | Menteng
SN74 | - | SCHNEIDER | PMT |  | Menteng
BN31 | - | SCHNEIDER | PMT |  | Menteng
BN31 | - | SCHNEIDER | PMT |  | Menteng
D290 | - | MG SM6 | PMT |  | Menteng
SN74 | - | FLOUKIT - M | PMT |  | Menteng
SP217 | - | FLOUKIT - M | B1 |  | Menteng
SN74 | - | SCHNEIDER | PMT |  | Menteng
BN31 | - | SCHNEIDER | PGC |  | Menteng
BN10 | 1417-20 | ULUSOY | PB2 |  | Menteng
D290 | - | MG SM6 | PMT |  | Menteng
SN74 | - | SCHNEIDER | PGC |  | Menteng
D290 | - | MG SM6 | PMT |  | Menteng
SN74 | - | FLOUKIT - M | PMT |  | Menteng
T40 | T 40 | EGA | PMT |  | Menteng
T40 | T 40 | EGA | PMT |  | Menteng
T40 | T 40 | EGA | PB |  | Menteng
SP217 | - | FLOUKIT - M | PGDB |  | Menteng
T40 | T 40 | EGA | PB |  | Menteng
D290 | - | MG SM6 | PMT |  | Menteng
T31N | T 31N | EGA | PMT |  | Menteng
T31N | T 31N | EGA | PMT |  | Menteng
T31N | T 31N | EGA | PMT |  | Menteng
T31N | T 31N | SCHNEIDER | PMT |  | Menteng
T31N | T 31N | SCHNEIDER | PMT |  | Menteng
T31N | T 31N | EGA | PB |  | Menteng
MG31 | 0 | SIEMENS | PGC |  | Menteng
T24 | 0 | SCHNEIDER | PB |  | Menteng
T65N | - | ORMAZABAL | CBO-JAR | 2017 | Menteng
T65N | - | ORMAZABAL | LBS | 2019 | Menteng
T65N | - | ORMAZABAL | PT | 2019 | Menteng
T29N | . | MG SM6 | PMT |  | Menteng
T29N | . | MG SM6 | PMT |  | Menteng
T29N | . | MG SM6 | PMT |  | Menteng
T29N | .- | MG SM6 | PT |  | Menteng
T29N | T29N | MG SM6 | CBO |  | Menteng
T29N | - | MG SM6 | CBO |  | Menteng
T29N | - | MG SM6 | PT |  | Menteng
T23 | CI-2019-W38-2-0043 | SCHNEIDER | LBS MOT | 2019 | Menteng
T23 | CI-2019-W20-3-0031 | SCHNEIDER | PMT | 2019 | Menteng
T23 | CI-2019-W21-2-0022 | SCHNEIDER | PB | 2019 | Menteng
T7B | 0 | EGA | PMT |  | Menteng
T7B | 0 | EGA | PB |  | Menteng
T361 | 27605/021/12/E6 | GAE | PMT | 2012 | Menteng
MG87 |  | MG VM6 | PMT |  | Menteng
MG87 |  | MG VM6 | PMT |  | Menteng
MG87 |  | MG VM6 | PMT |  | Menteng
MG87 |  | MG VM6 | PGC |  | Menteng
MG87 |  | MG | B1 |  | Menteng
S63 | 0517-20 | EGA | LBS | 2020 | Menteng
D222 | D222 | FLUOKIT-M | B1 |  | Menteng
PG106 | PG 106 | SM6 | LBS |  | Cempaka Putih
PG106 | PG 106 | SM6 | LBS |  | Cempaka Putih
PM136 | IDABB418101014/2018 | ABB | PB-1 | 2014 | Lenteng Agung
PM138 | PM 138 | GAE | PB-1 |  | Lenteng Agung
PM138 | PM 138 | GAE | LBS-1 |  | Lenteng Agung
PM138 | PM 138 | GAE | LBS-2 |  | Lenteng Agung
PM139 | PM 139 | EGA | LBS-1 |  | Lenteng Agung
PM139 | PM 139 | SCHNEIDER | PB-1 |  | Lenteng Agung
PM139 | PM 139 | EGA | LBS-2 |  | Lenteng Agung
RG99 | RG 99 | FLUOKIT M MERAH | PT-1 |  | Lenteng Agung
T296N | 2171-19 | ULUSOY | LBS | 2020 | Menteng
T296N | 1113-19 | ULUSOY | PB | 2020 | Menteng
SN76 | - | EGA | PB |  | Menteng
K81 | K81 | EGA | PMT |  | Menteng
K81 | K81 | EGA | PMT |  | Menteng
K81 | K81 | EGA | PB |  | Menteng
K81 | K81 | EGA | PB |  | Menteng
K81 | - | - | - |  | Menteng
TT32 | CI-2019-W21-4-0081 | SCHNEIDER | CBOM | 2019 | Menteng
KDR132 | 13-0197/2013 | ABB | PMT | 2013 | Cengkareng
D333 | 398-12-BL | EGA | PMT | 2012 | Menteng
D333 | 619-12-BL | EGA | PMT | 2012 | Menteng
KN55 | 0 | SCHNEIDER | PMT |  | Menteng
KN55 | 0 | SCHNEIDER | PGC |  | Menteng
KN55 | 0 | SCHNEIDER | PMT |  | Menteng
KN32 | 0 | SCHNEIDER | PMT |  | Menteng
KN32 | 0 | SCHNEIDER | PMT |  | Menteng
KN32 | 0 | SCHNEIDER | CBOM |  | Menteng
T253 | 13363 | FLOUKIT | LBS | 2010 | Menteng
P102 | T73005052683-0230 | SIEMENS | LBS | 2020 | Menteng
KN31 | 61164 | ORMAZABAL | PB | 2019 | Menteng
KN36 | 0 | SCHNEIDER | PMT |  | Menteng
KN36 | 0 | SCHNEIDER | PMT |  | Menteng
KN36 | 0 | SCHNEIDER | PGC |  | Menteng
KN71 | 0 | SCHNEIDER | PMT |  | Menteng
KN71 | 0 | SCHNEIDER | PGC |  | Menteng
KN71 | 0 | SCHNEIDER | PMT |  | Menteng
KN68 | 0 | MERLIN GERIN | PMT |  | Menteng
D281 | 13-1147 | ABB | LBS | 2013 | Menteng
KN68 | 0 | MERLIN GERIN | PGC |  | Menteng
KN68 | 0 | MERLIN GERIN | PMT |  | Menteng
MG16A | 79149 | SCHNEIDER | PMT |  | Menteng
MG16A | 79149 | SCHNEIDER | PMT |  | Menteng
MG16A | 79149 | SCHNEIDER | PB |  | Menteng
TT15 | - | MERLIN GERIN | CBOM |  | Menteng
KN80 | 2307-19 | ULUSOY | LBS |  | Menteng
KN80 |  | MG | PMT |  | Menteng
KN80 |  | MG | PGC |  | Menteng
KN15 | 79149 | SCHNEIDER | LBS MOTORIZE | 2015 | Menteng
KN15 | 79149 | SCHNEIDER | LBS MOTORIZE | 2015 | Menteng
KN15 | 101040305 | MG VM6 | PT |  | Menteng
KN15 |  | MG VM6 | PGDB |  | Menteng
KN15 | 101040303 | MG VM6 | B1 |  | Menteng
KB108B |  | FLUOKIT-M | B1 |  | Menteng
KB108B |  | FLUOKIT-M | PT |  | Menteng
KB108B |  | FLUOKIT-M | PGDB |  | Menteng
KB108B |  | FLUOKIT-M | PMT |  | Menteng
KB108B |  | FLUOKIT-M | PMT |  | Menteng
KN35 | 0 | SCHNEIDER | PMT |  | Menteng
KN35 | 0 | SCHNEIDER | PMT |  | Menteng
KN35 | 0 | SCHNEIDER | CBOM |  | Menteng
KN35 | 0 | SCHNEIDER | PMT |  | Menteng
KN35 | 0 | SCHNEIDER | PMT |  | Menteng
KN35 | - | MG SM6 | LBS |  | Menteng
KN35 | - | MG SM6 | LBS |  | Menteng
T253 | 2096 | FLOUKIT | CBO | 2010 | Menteng
D176 | - | SIEMENS | PGDB | 2003 | Menteng
KB336 | 0 | EGA | PMT |  | Menteng
KB336 | 0 | EGA | PMT |  | Menteng
KB336 | 0 | EGA | PB |  | Menteng
KB336 | 0 | EGA | PGC |  | Menteng
BN26 | IEC62271 | SCHNEIDER | PGC |  | Menteng
MG38 | - | EGA | PMT | 2018 | Menteng
MG38 | - | Ulusoy | PMT | 2019 | Menteng
P61 | 123 | SM6 | PMT |  | Menteng
P61 | 123 | SM6 | PMT |  | Menteng
D17BIS | D17BIS | EGA | PB2 |  | Menteng
D17BIS | D17BIS | SCHNEIDER | PMT |  | Menteng
D17BIS | D17BIS | SCHNEIDER | PMT |  | Menteng
D17BIS | D17BIS | EGA | PB1 |  | Menteng
D97N | D97N | EGA | PB |  | Menteng
D97N | D97N | EGA | PMT |  | Menteng
D97N | D97N | EGA | PMT |  | Menteng
D97N | D97N | EGA | PGC |  | Menteng
D78A | D78A | SCHNEIDER | PMT |  | Menteng
DT11 | - | SCHNEIDER | LBS | 2019 | Menteng
DT11 | - | SCHNEIDER | CBOM | 2019 | Menteng
MG4 | CI-2019-W36-5-0012 | Schneider SM6 | PMT |  | Menteng
MG4 | CI-2019-W20-2-0015 | Schneider SM6 | PMT |  | Menteng
MG4 | CI-2019-W21-2-0015 | Schneider SM6 | PB |  | Menteng
DT1 | - | SCHNEIDER | PMT |  | Menteng
S14N | 0 | DELLE FLUOMATIC | PMT |  | Menteng
S14N | 0 | KIT-27,2 | PB |  | Menteng
S14N | 0 | DELLE FLUOMATIC | PMT |  | Menteng
P10L | - | EGA | LBS MOTORIZE | 2019 | Menteng
MG49 | 0039-21 | EGA | LBS | 2021 | Menteng
MG49 | 0038-21 | EGA | LBS | 2021 | Menteng
MG51 | 0 | SIEMENS | PMT |  | Menteng
MG51 | 0 | SIEMENS | PMT |  | Menteng
MG51 | 0 | SIEMENS | PGC |  | Menteng
MG51 | 0 | SIEMENS | PB |  | Menteng
MG25 |  | FLUOKIT.M | PMT |  | Menteng
MG25 |  | FLUOKIT.M | B1 |  | Menteng
MG25 |  | FLUOKIT.M | PGDB |  | Menteng
MG25 |  | FLUOKIT.M | PB |  | Menteng
MG25 |  | FLUOKIT.M | PMT |  | Menteng
MG25 |  | FLUOKIT.M | PT |  | Menteng
MG25 |  | FLUOKIT.M | PB |  | Menteng
BN44 | 0 | EGA | PB |  | Menteng
BN40 | 0 | SCHNEIDER | PMT |  | Menteng
KN2 | CI-2017-W04-3-0026 | SCHNEIDER | LBS | 2017 | Menteng
KN2 | 2125.17.213 | EGA | LBS Motorized | 2017 | Menteng
KN2 | CI-2017-W44-1-0032 | SCHNEIDER | CBO | 2017 | Menteng
KN3 | 601 | SCHNEIDER | PGC |  | Menteng
KN3 | 704 | SCHNEIDER | PMT |  | Menteng
KN3 | 250 | EGA | PMT |  | Menteng
KN3 | 775 | SCHNEIDER | PGC |  | Menteng
D190 | CI-2017-W08-2-0046 | SCHNEIDER | LBS | 2016 | Menteng
K306 | 0 | EGA | PB |  | Menteng
K306 | 0 | EGA | PMT |  | Menteng
BN40 | 0 | SCHNEIDER | PMT |  | Menteng
D372 | - | EGA | PGC | 2017 | Menteng
KN121 | 0 | SCHNEIDER | PGC |  | Menteng
KN51 |  | ABB | PMT |  | Menteng
KN51 |  | ABB | B1 |  | Menteng
KN51 |  | ABB | B1 |  | Menteng
KN51 |  | ABB | PMT |  | Menteng
KN51 | 0 | ABB | CT |  | Menteng
KN51 |  | ABB | PT |  | Menteng
KN51 |  | ABB | PGDB |  | Menteng
T251 |  | MG SM6 | PMT |  | Menteng
T251 |  | MG SM6 | PMT |  | Menteng
T251 |  | MG SM6 | PGDB |  | Menteng
T251 |  | MG SM6 | B1 |  | Menteng
T251 |  | MG SM6 | PT |  | Menteng
T252 |  | MG SM6 | PMT |  | Menteng
T252 |  | MG SM6 | B1 |  | Menteng
T252 |  | MG SM6 | PGDB |  | Menteng
T252 |  | MG SM6 | PT |  | Menteng
T252 |  | MG SM6 | PMT |  | Menteng
T248 | 0 | EGA | PMT |  | Menteng
T248 |  | FLUOKIT-M | PMT |  | Menteng
T248 |  | FLUOKIT-M | B1 |  | Menteng
T248 |  | FLUOKIT-M | PGDB |  | Menteng
T248 |  | FLUOKIT-M | PT |  | Menteng
T247 |  | MG SM6 | B1 |  | Menteng
T247 |  | MG SM6 | PMT |  | Menteng
T247 |  | MG SM6 | PMT |  | Menteng
T247 |  | MG SM6 | PMT |  | Menteng
T247 |  | MG SM6 | PT |  | Menteng
T247 |  | MG SM6 | PGDB |  | Menteng
S108 |  | MERLIN GERIN | PT |  | Menteng
S108 |  | MG SM6 | B1 |  | Menteng
T249 | 0 | MERLIN GERIN | PMT |  | Menteng
T249 | 0 | MERLIN GERIN | PMT |  | Menteng
T250 |  | FLUOKIT.M | PMT |  | Menteng
T250 |  | FLUOKIT.M | B1 |  | Menteng
T250 | 0 | EGA | PMT |  | Menteng
T250 |  | FLUOKIT.M | PGDB |  | Menteng
T250 |  | FLUOKIT.M | PT |  | Menteng
KN75 |  | FLUOKIT M | PMT |  | Menteng
KN75 |  | FLUOKIT M | PGC |  | Menteng
KN75 |  | FLUOKIT M | PMT |  | Menteng
T335 |  | FLOUKIT-M | PMT |  | Menteng
T335 | 0 | SCHNEIDER | PGC |  | Menteng
T335 |  | FLOUKIT-M | PMT |  | Menteng
T254 |  | GAE | PMT |  | Menteng
T254 | 0 | FLUOKIT M | PMT |  | Menteng
T254 |  | MERLIN GERIN | PGDB |  | Menteng
DT70 | DT 70 | FLUOKIT M BIRU | LBS-1 |  | Lenteng Agung
DT70 | DT 70 | FLUOKIT M BIRU | LBS-2 |  | Lenteng Agung
DT70 | DT 70 | FLUOKIT M BIRU | CBO |  | Lenteng Agung
DT71 | DT 71 | MG | LBS-1 |  | Lenteng Agung
DT71 | DT 71 | MG | LBS-2 |  | Lenteng Agung
DT71 | DT 71 | schneider | CBOG-1 |  | Lenteng Agung
DT72 | 10942 | FLUOKIT M BIRU | LBS-1 | 2008 | Lenteng Agung
DT72 | 10943 | FLUOKIT M BIRU | LBS-2 | 2008 | Lenteng Agung
DT72 | 1476 | FLUOKIT M BIRU | CBOG-1 | 2008 | Lenteng Agung
BK163 | 23915/083/11/03E6 | GAE GLS | PGC | 2011 | Marunda
KIOS901 | - | EGA | PMT |  | Menteng
KN63 | 0 | MERLIN GERIN | CBOM |  | Menteng
TT64 | - | EGA | PB1 | 2018 | Menteng
KB231 |  | GAE | PMT |  | Menteng
KB231 |  | GAE | PMT |  | Menteng
KB231 |  | GAE | PB |  | Menteng
D246 | 1792 | FLUOKIT-M | PB | 2010 | Menteng
KN24 | 0 | FLUOKIT-M | PMT |  | Menteng
RM20 | RM 20 | SCHNEIDER | LBS | 2016 | Cempaka Putih
RM20 | RM 20 | SCHNEIDER | LBS |  | Cempaka Putih
S132PN | S 132PN | ABB | PMT |  | Cempaka Putih
S132PN | S 132PN | ABB | PMT |  | Cempaka Putih
S132PN | S 132PN | ABB | PB |  | Cempaka Putih
TP98 | TP 98 | GAE | PMT |  | Cempaka Putih
TP98 | TP 98 | GAE | PMT |  | Cempaka Putih
TP99 | TP 99 | GAE | PGC |  | Cempaka Putih
TP99 | TP 99 | SCHNEIDER SM6 | PMT |  | Cempaka Putih
DT82 | DT 82 | ORMAZABAL | LBS-1 |  | Lenteng Agung
JGK1P | 2019CSF63189 | ORMAZABAL | LBS-2 | 2019 | Lenteng Agung
JGK5 | JGK 5 | FLUOKIT M | PB-1 |  | Lenteng Agung
JGK5 | JGK 5 | FLUOKIT M | LBS-1 |  | Lenteng Agung
K143 | 2124.17.213 | EGA | LBS Motorized | 2017 | Menteng
K143 | 1157.17.214 | EGA | PB | 2017 | Menteng
K143 | - | EGA | LBS | 2017 | Menteng
S51 |  | KIT-25 | PB |  | Menteng
S51 |  | KIT-25 | PMT |  | Menteng
TT44P | - | EGA MOTORES | LBS MOTORIZE | 2017 | Menteng
S4E | 1614.18.213 | EGA | LBS MOTORIZE | 2018 | Menteng
S4E | 1590.18.213 | EGA | LBS MOTORIZE | 2018 | Menteng
S4E | 1509.18.213 | EGA | LBS MOTORIZE | 2018 | Menteng
S4E | 1044.18.214 | EGA | PB | 2018 | Menteng
S4E | 1097.18.214 | EGA | PB | 2018 | Menteng
K179 | 0939-16 | EGA | CBOM | 2016 | Menteng
K179 | 0431-55 | EGA | LBS | 2015 | Menteng
S5N | 1524.18.214 | EGA | PB | 2017 | Menteng
S5N | 1463.17.212 | EGA | LBS Manual | 2017 | Menteng
S87 | S 87.5 | UNINDO / FLUOKIT | PB |  | Menteng
S87 | S 87.6 | GAE | PMT |  | Menteng
S87 | S 87.7 | GAE | PMT |  | Menteng
S87 | S 87.7 | GAE | PMT |  | Menteng
S91 | S91 | EGA | LBS |  | Menteng
S91 | S91 | EGA | LBS |  | Menteng
S91 | S91 | EGA | LBS |  | Menteng
S91 | S91 | SCHNEIDER | PGC |  | Menteng
S91 | S91 | SCHNEIDER | LBS |  | Menteng
S91 | S91 | SCHNEIDER | LBS |  | Menteng
K94 | W38-1-0028 | Schneider Manual | PB | 2019 | Menteng
K94 | K94 | Ulusoy | LBS |  | Menteng
K94 | K94 | Ulusoy | LBS |  | Menteng
K94 | K94 | Ulusoy | CBOM |  | Menteng
TT32 | CI-2019-W29-2-0047 | SCHNEIDER | LBS MOT | 2019 | Menteng
D369 | W38-2-0044 | SCHNEIDER | LBS | 2019 | Menteng
K22C |  | FLUOKIT-M | PMT |  | Menteng
K22C |  | FLUOKIT-M | PB |  | Menteng
K22C |  | FLUOKIT-M | PMT |  | Menteng
K263 | 0 | ABB | PMT |  | Menteng
K263 | 0 | ABB | PMT |  | Menteng
K263 | K263 | ABB | PB |  | Menteng
S83 | 2811.17.213 | EGA | LBS Motorized | 2017 | Menteng
PG106 | PG 106 | SM6 | PGC |  | Cempaka Putih
D307 | D307 | EGA | LBS | 2019 | Menteng
D307 | - | EGA | LBS | 2019 | Menteng
D63BIS | 123 | EGA | LBS MOTORIZE | 2016 | Menteng
D63BIS | 123 | EGA | LBS MOTORIZE | 2016 | Menteng
D63BIS | 123 | EGA | PB |  | Menteng
D63BIS | 123 | EGA | PB |  | Menteng
D233 | 0 | MERLIN GERIN | PMT |  | Menteng
D233 | 0 | MERLIN GERIN | PT |  | Menteng
DT1 | - | SCHNEIDER | PMT |  | Menteng
DT1 | - | SCHNEIDER | PMT |  | Menteng
DT1 | - | SCHNEIDER | PMT |  | Menteng
D290 | - | MG SM6 | PGC |  | Menteng
MG39 | 0 | EGA | PMT |  | Menteng
MG39 | 0 | EGA | PMT |  | Menteng
MG39 | 0 | EGA | PGC |  | Menteng
MG55 | - | SCHNEIDER | PMT |  | Menteng
MG55 | - | SCHNEIDER | PMT |  | Menteng
MG55 | - | SCHNEIDER | PGC |  | Menteng
MG44 |  | KIT-25 | PMT |  | Menteng
MG44 |  | KIT-25 | PMT |  | Menteng
MG44 |  | KIT-25 | PB |  | Menteng
MG37 | W03-4-1401 | Schneider | LBS | 2020 | Menteng
MG37 | W41-1-1402 | Schneider | PB | 2020 | Menteng
MG57 | 0 | EGA | PMT |  | Menteng
MG57 | 0 | EGA | PMT |  | Menteng
MG57 | 0 | EGA | CBOM |  | Menteng
T208 | T208 | EGA | PMT |  | Menteng
T208 | T208 | EGA | PMT |  | Menteng
T208 | T208 | EGA | PB |  | Menteng
T208 | T208 | EGA | PMT |  | Menteng
T208 | T208 | EGA | PMT |  | Menteng
S102 |  | FLUKIT M | PMT |  | Menteng
S102 |  | FLUKIT M | PMT |  | Menteng
S102 | S102 | FLUKIT M | Metering Exim |  | Menteng
S102 | S102 | SCHNEIDER | PGC |  | Menteng
D321 | 23834/083/11/01/E6 | GAE | PMT | 2011 | Menteng
D321 | 23853/083/11/01/E6 | GAE | PMT |  | Menteng
D321 | 23975/083/11/03/E6 | GAE/GDSA | PGC | 2011 | Menteng
P62 | - | SCHNEIDER | PMT |  | Menteng
P62 | - | SCHNEIDER | PMT |  | Menteng
P62 | - | SCHNEIDER | PB |  | Menteng
P51 | 0369-19 | EGA | PMT | 2019 | Menteng
P51 | 0274-19 | EGA | PMT | 2019 | Menteng
P51 | W115-0024 | SCHNEIDER | CBO | 2019 | Menteng
S17 | S17 | SCHNEIDER | PMT |  | Menteng
S17 | S17 | SCHNEIDER | PB |  | Menteng
S17 | S17 | SCHNEIDER | PMT |  | Menteng
S17E | - | MERLIN GERIN | LBS |  | Menteng
S17E | S17E | SCHNEIDER | PB |  | Menteng
S17E | W14-4-11 | SCHNEIDER | LBS | 2016 | Menteng
P7A | P7A | EGA | PMT |  | Menteng
P7A | P7A | EGA | PMT |  | Menteng
P7A | P7A | EGA | PB |  | Menteng
P52 | P52 | KIT 25 | PB |  | Menteng
P52 |  | KIT 25 | PMT |  | Menteng
P52 |  | KIT 27.2 | PGDB |  | Menteng
P52 | P52 | KIT 25 | B1 |  | Menteng
GH0027 |  | ABB UNISWITCH | LBS |  | Marunda
CK141 | 2016/03 | CONTACT PLASMA | PB | 2003 | Marunda
T271 | - | MG-SM6 | PB | 2000 | Menteng
S17A | 0 | ORMAZABAL | PMT |  | Menteng
S17A | 0 | ORMAZABAL | PB |  | Menteng
S17A | 0 | ORMAZABAL | PMT |  | Menteng
S17A |  | ORMAZABAL | PMT |  | Menteng
S17A |  | ORMAZABAL | PMT |  | Menteng
S104 |  | FLUOKIT.M | PMT |  | Menteng
S104 |  | FLUOKIT.M | PMT |  | Menteng
S104 |  | FLUOKIT-M | PGDB |  | Menteng
S104 | S104 | FLUOKIT.M | B1 |  | Menteng
SP187 |  | VERCORS | PB |  | Menteng
SP187 | - | FLOUKIT - M | PGC |  | Menteng
SP187 | - | KIT-27.3 | PB |  | Menteng
T347 | 1225.18.213 | EGA | LBS MOT | 2018 | Menteng
S48 | . | KIT 25 | PMT |  | Menteng
TT29 | - | FLUOKIT-M | PMT |  | Menteng
MG106 |  | FLUOKIT-M | PT |  | Menteng
TT12 | - | EGA | LBS MOT |  | Menteng
TT12 | CI-2016-W50-1-0005 | SCHNEIDER | LBS MOT | 2016 | Menteng
TT4 | CI-2019-W07-2-0027 | SCHNEIDER | CBO-JAR | 2019 | Menteng
TT4 | CI-2017-W46-5-0036 | SCHNEIDER | LBS MOT | 2017 | Menteng
T446 | 2163-19 | ULUSOY | PMT | 2019 | Menteng
D288 | - | FLOUKIT-M | LBS |  | Menteng
D288 | - | FLOUKIT-M | PB |  | Menteng
D288 | - | FLOUKIT-M | LBS |  | Menteng
TG71 | 1813.18.213 | EGA | LBS MOT | 2018 | Menteng
TG71 | 1646.18.213 | EGA | LBS MOT | 2018 | Menteng
TG71 | 0190.19.214 | EGA | PB | 2019 | Menteng
SP216 | 0 | FLOUKIT.M | B1 |  | Menteng
SP216 | 0 | FLOUKIT.M | PGDB |  | Menteng
SP33 | - | EGA | PB | 2017 | Menteng
K267 | K267 | GAE | PB |  | Menteng
T6 |  | MERLIN GERIN | PMT |  | Menteng
PD41P | E389-2 | EGA | LBS | 2014 | Kramat Jati
PD41P | 389-3 | EGA | PB TRAFO | 2014 | Kramat Jati
GH0028 | 703.12.BL | EGA | LBS |  | Ciracas
CB87P | 500411660/9001.33 | ABB SAFEPLUS | PB | 2011 | Ciracas
CB118 | 29946/158/13/01/E6 | GAE | LBS | 2012 | Ciracas
GD14P | CV898224000050.012 | SIEMENS | LBS | 2005 | Ciracas
GD358 | C1-2012-W44-3-0018 | SCHNEIDER SM6 | PGC | 2012 | Ciracas
JR98 | 0036.19.214 | EGA | RMU | 2019 | Ciracas
GH0112 | C1-2013-W16-3-0026 | SCHNEIDER SM6 | LBS |  | Ciracas
CB150 | 1300-20 | ULUSOY | LBS | 2021 | Ciracas
KJ324 | KJ 324 - PB 1 | EGA | PB | 2003 | Kebon Jeruk
K288P | 2143.13.BL | EGA / PBL | PMT | 2013 | Menteng
K288P | 1028.13.BF | EGA / PBF | PB | 2013 | Menteng
E362 | E362-2 | SCHNEIDER | LBS | 2011 | Kramat Jati
E362 | E362-3 | SCHNEIDER | PB TRAFO | 2011 | Kramat Jati
PK197 |  | MG SM6 | B1 |  | Marunda
KG296 |  | MG SM6 | B1 |  | Marunda
CK118 |  | MG SM6 | B1 |  | Marunda
PK280 |  | EGA | LBS |  | Marunda
PK280 |  | EGA | LBS |  | Marunda
PK185 |  | EGA | LBS |  | Marunda
CK125 | 0517.15.209 | EGA | LBS | 2015 | Marunda
KG247 |  | SCHNEIDER SM6 | LBS | 2014 | Marunda
KG247 |  | SCHNEIDER SM6 | LBS | 2014 | Marunda
GH0094 |  | EGA | LBS |  | Marunda
GH0094 |  | EGA | LBS |  | Marunda
BK98 | 1634.16.213 | EGA | LBS |  | Marunda
BK72 | 25916214 | EGA | LBS | 2016 | Marunda
GH0094 |  | EGA | LBS |  | Marunda
KG127 | 0501.15.209 | EGA | LBS | 2015 | Marunda
MD59 | 0311.17.213 | EGA | LBS |  | Marunda
CK62N |  | SCHNEIDER RM6 | LBS | 2014 | Marunda
CK91 | 396 | F&G | LBS | 1991 | Marunda
GH0094 |  | EGA | LBS |  | Marunda
CK125 | 0427.15.209 | EGA | LBS | 2015 | Marunda
GH0094 |  | EGA | LBS |  | Marunda
CK91 |  | F&G | LBS |  | Marunda
KP9 | - | FLUOKIT M | LBS |  | Marunda
KP9 | - | FLUOKIT M | LBS |  | Marunda
GH0094 |  | EGA | LBS |  | Marunda
GH0094 |  | EGA | LBS |  | Marunda
KP47 |  | EGA | LBS |  | Marunda
D233 | 0 | MERLIN GERIN | PGDB |  | Menteng
D233 | 0 | MERLIN GERIN | PMT |  | Menteng
D233 | 0 | MERLIN GERIN | PB |  | Menteng
D263 |  | FLUOKIT-M | PMT |  | Menteng
D263 |  | FLUOKIT-M | PB |  | Menteng
D263 |  | FLUOKIT-M | PMT |  | Menteng
D11N | D11N | EGA | PB |  | Menteng
D11N | D11N | EGA | PMT |  | Menteng
D11N | D11N | EGA | PMT |  | Menteng
D250 |  | MERLIN GERIN | PMT |  | Menteng
D250 |  | MERLIN GERIN | PB |  | Menteng
D250 |  | MERLIN GERIN | PMT |  | Menteng
D114 | D114 | SCHNEIDER RM6 | PB |  | Menteng
D114 | D114 | SCHNEIDER RM6 | PMT |  | Menteng
D114 | D114 | SCHNEIDER RM6 | PMT |  | Menteng
D26A | 1526.18.214 | EGA | PB | 2018 | Menteng
D26A | W40.4.0028 | SCHNEIDER | LBS | 2017 | Menteng
D26A | W19.5.0060 | SCHNEIDER | LBS | 2018 | Menteng
D26C | D26C | GAE | LBS |  | Menteng
D26C | D26C | GAE | LBS |  | Menteng
D26C | D26C | GAE | PB |  | Menteng
D12N | D12N | EGA | PB |  | Menteng
D12N | D12N | EGA | PMT |  | Menteng
D12N | D12N | EGA | PMT |  | Menteng
D25D | 0454-21-213 | EGA | LBS | 2021 | Menteng
D25D | 0442-21-213 | EGA | LBS | 2021 | Menteng
D25D | 0634-21 | ULUSOY | PB | 2021 | Menteng
D25D | 0632-21 | ULUSOY | PB | 2021 | Menteng
KS63 | 619-12-BL | EGA | PB | 2012 | Menteng
T366P | 398-12-BL | EGA | PMT | 2012 | Menteng
S48 |  | KIT-25 | PMT |  | Menteng
S115 |  | FLUOKIT-M | PT |  | Menteng
S115 |  | FLUOKIT-M | PDGB |  | Menteng
S115 |  | FLUOKIT-M | B1 |  | Menteng
S115 |  | FLUOKIT-M | PMT |  | Menteng
S115 |  | FLUOKIT-M | PMT |  | Menteng
S115 |  | FLUOKIT-M | PB |  | Menteng
SP3D | - | EGA | LBS |  | Menteng
SP3D | - | EGA | PB |  | Menteng
SP2 | - | GAE COMPEK | PB |  | Menteng
SP2 | - | GAE COMPEK | PMT | - | Menteng
SP2 | - | GAE COMPEK | PMT | - | Menteng
SP3B | - | KONTAK PLASMA | PB |  | Menteng
SP3B | - | KONTAK PLASMA | PMT |  | Menteng
SP3B | - | KONTAK PLASMA | PMT |  | Menteng
MG26 | 186217213 | EGA | LBS MOTORIZE | 2017 | Menteng
SP3C | 2335-13BL | EGA | LBS | 2013 | Menteng
SP3C | 1660-16-213 | EGA | LBS | 2016 | Menteng
SP3C | 0014-20-214 | EGA | PB | 2020 | Menteng
D235 | W48-3-0055 | Schneider | LBS | 2016 | Menteng
D235 | W26-5-0015 | Schneider | LBS | 2016 | Menteng
D235 | - | MERIN GERIN | PT |  | Menteng
SP3E |  | MG SM 6 | PGC |  | Menteng
SP3E |  | MG SM 6 | PMT |  | Menteng
SP3E |  | MG SM 6 | PMT |  | Menteng
D291 |  | ORMAZABAL | PMT |  | Menteng
D291 |  | ORMAZABAL | PB |  | Menteng
D291 |  | ORMAZABAL | PMT |  | Menteng
SP220N |  | FLUOKIT-M | PMT |  | Menteng
SP220N |  | FLUOKIT-M | PGDB |  | Menteng
SP220N |  | FLUOKIT-M | PMT |  | Menteng
SP220N |  | FLUOKIT-M | B1 |  | Menteng
SP254N |  | ABB | PMT |  | Menteng
K125 | K125 | FLUOMATIC | PMT |  | Menteng
K125 | K125 | FLUOMATIC | PMT |  | Menteng
K125 | K125 | FLUOMATIC | PB1 |  | Menteng
K125 | K125 | FLOUKIT M | PT |  | Menteng
K125 | K125 | FLUOKIT M | PGDB |  | Menteng
K125 | K125 | FLUOMATIC | PB2 |  | Menteng
K185 | K 185 | EGA | PMT |  | Menteng
K185 | K 185 | SCHNEIDER | PMT |  | Menteng
KDR124 | C1-2013-W23-1-0018 | SCHNEIDER | PMT | 2013 | Cengkareng
E170 | CI-2017-W44-3-0038 | SCHNEIDER | PB | 2017 | Pondok Gede
E102K | 666.13.BF | EGA | PB | 2013 | Pondok Gede
E102K | 1239.13.BL | EGA | LBS | 2013 | Pondok Gede
E102K | 1285.13.BL | EGA | LBS | 2013 | Pondok Gede
E143 | 1033.13.BF | EGA | PB | 2013 | Pondok Gede
KS38 | - | - | - |  | Menteng
T431 | 4222.18.234 | EGA | CBOM | 2018 | Menteng
T184 | 349.1921 | EGA | LBS MOTORIZE | 2019 | Menteng
D257 | 2219.17.213 | EGA MOTORES | PMT | 2017 | Menteng
D257 | CI-2017-W44-3-0040 | EGA | PB | 2017 | Menteng
D257 | - | EGA MOTORES | CBO-JAR | 2017 | Menteng
D300 |  | FLUOKIT M | PMT |  | Menteng
D300 |  | FLUOKIT M | PMT |  | Menteng
D300 |  | FLUOKIT M | PB |  | Menteng
T189 | 0255.182.214 | EGA | PGC | 2018 | Menteng
T189 | 3485.17.215 | EGA | PMT | 2017 | Menteng
T189 | 3485.17.213 | EGA | PMT | 2017 | Menteng
T189 | 0288.18.234 | EGA | PGC | 2018 | Menteng
T189 | 331.13.213 | EGA | PMT | 2017 | Menteng
T189 | 313113.13.213 | EGA | PMT | 2017 | Menteng
T189 | 0223.18.234 | EGA | PB | 2018 | Menteng
D275 | - | FLOUKIT - M | PMT |  | Menteng
D275 | - | FLOUKIT - M | PMT |  | Menteng
D275 | - | SCHENIDER | PGC | - | Menteng
T205 |  | MG SM6 | PMT |  | Menteng
T205 |  | MG SM6 | PMT |  | Menteng
T205 |  | MG SM6 | PB |  | Menteng
T205 |  | MG SM6 | PB |  | Menteng
D136B |  | FLUOKIT-M | PB |  | Menteng
D136B |  | FLUOKIT-M | PMT |  | Menteng
D136B |  | FLUOKIT-M | PGC |  | Menteng
D136B |  | FLUOKIT-M | PMT |  | Menteng
BN19 | 0372-20-213 | EGA | LBS | 2020 | Menteng
BN19 | 0376-20-213 | EGA | LBS | 2020 | Menteng
BN19 | 0396-20-234 | EGA | CBOM | 2020 | Menteng
BN19 | W38-2-0016 | Schneider | PB | 2019 | Menteng
D302 | - | ABB | PMT |  | Menteng
D302 | - | ABB | PMT |  | Menteng
D302 | - | ABB | PB |  | Menteng
D151C |  | KIT 27.2 | PMT |  | Menteng
D151C |  | KIT 27.2 | PMT |  | Menteng
D151C |  | KIT 27.2 | PB |  | Menteng
PK210N |  | SCHNEIDER SM6 | LBS |  | Marunda
KG160 |  | MG SM6 | LBS |  | Marunda
BK11N |  | MG SM6 | LBS |  | Marunda
MD80 |  | SCHNEIDER SM6 | CBO |  | Marunda
PK93 |  | MG SM6 | LBS |  | Marunda
GH0301 |  | SCHNEIDER SM6 | LBS |  | Marunda
MD44 | 39501317 | MG SM6 | LBS |  | Marunda
KG38 |  | MG SM6 | LBS |  | Marunda
KP8 |  | MG SM6 | PB |  | Marunda
PK179 |  | MG SM6 | PB |  | Marunda
MD44 | 39503414 | MG SM6 | PB |  | Marunda
BK38 | 23661/102/11/02/E6 | GAE GSF | PB | 2011 | Marunda
MD80 | SM0402862 | MG SM6 | PB |  | Marunda
PK38C |  | MG SM6 | PB |  | Marunda
CK175 |  | FLUOKIT M | LBS |  | Marunda
CK175 |  | FLUOKIT M | LBS |  | Marunda
CK172 |  | FLUOKIT M | LBS |  | Marunda
CK172 |  | FLUOKIT M | LBS |  | Marunda
KG141 |  | FLUOKIT M | LBS |  | Marunda
KG204 |  | FLUOKIT M | LBS |  | Marunda
KG204 |  | FLUOKIT M | LBS |  | Marunda
KG254 |  | FLUOKIT M | LBS |  | Marunda
PGS10 |  | FLUOKIT M | LBS |  | Marunda
GH0008 |  | FLUOKIT M | LBS |  | Marunda
PGS8 |  | FLUOKIT M | LBS |  | Marunda
KG291 |  | FLUOKIT M | LBS |  | Marunda
PK75 |  | FLUOKIT M | LBS |  | Marunda
KG202 |  | FLUOKIT M | LBS |  | Marunda
KP64 | 12905 | FLUOKIT M | LBS | 2010 | Marunda
PGS7 | 12906 | FLUOKIT M | LBS | 2010 | Marunda
KG113 |  | FLUOKIT M | LBS |  | Marunda
KG206 |  | FLUOKIT M | LBS |  | Marunda
KG379 |  | FLUOKIT M | LBS |  | Marunda
KG283 |  | FLUOKIT M | LBS |  | Marunda
KG226 |  | FLUOKIT M | LBS |  | Marunda
SD123 | CV065142/0261993 | SIEMENSCOMPAC | LBS | 1993 | Tanjung Priok
SD142 | CV06.5089/031TH 1991 | SIEMENSCOMPAC | LBS | 1991 | Tanjung Priok
SD142 | CV06.5089/031TH 1991 | SIEMENSCOMPAC | LBS | 1991 | Tanjung Priok
E110 | 1418.17.213 | EGA | LBS Mot | 2017 | Pondok Gede
E128P | 23632/102/11/02/E6 | GAE | PB | 2011 | Pondok Gede
E128P | 23576/102/01/E6 | GAE | LBS | 2011 | Pondok Gede
E128P | 23554/102/11/01/E6 | GAE | LBS | 2011 | Pondok Gede
E142 | 0214.17.214 | EGA | PB | 2017 | Pondok Gede
E142 | 0367.17.212 | EGA | LBS | 2017 | Pondok Gede
TD138C | 1101.17.234 | EGA | LBS CBO | 2017 | Ciputat
PK150 | - | DELLE ALSTOM | B1 |  | Tanjung Priok
CKG88 | 2115.13.BL | EGA | PMT | 2013 | Cengkareng
T175A | CI-2016-W35-3-0013 | SCHNEIDER | CBO | 2016 | Menteng
T175A | CI-2016-W34-6-008 | SCHNEIDER | CBO | 2016 | Menteng
T175A | T175A | MERLIN GERIN | CBO |  | Menteng
T310 |  | MG SM 6 | PMT |  | Menteng
T310 |  | MG SM 6 | PT |  | Menteng
T310 | T310 | MG SM 6 | PGC |  | Menteng
T310 |  | MG SM 6 | PMT |  | Menteng
T83 | - | EGA | PB2 | 2018 | Menteng
T83 | - | EGA | LBS MOTORIZE | 2018 | Menteng
K70D | - | EGA | LBS | 2018 | Menteng
K245 | K245 | ABB | PGC |  | Menteng
KB337 | 0 | EGA | PGC |  | Menteng
KB340 | 158217234 | EGA | PGC | 2017 | Menteng
KB340 | 295817213 | EGA MOTORIZE | LBS MOTORIZE | 2017 | Menteng
KB340 | 294017213 | EGA MOTORIZE | LBS MOTORIZE | 2017 | Menteng
MG79N | - | SCHNEIDER | LBS MOTORIZE | 2017 | Menteng
MG79N | - | SCHNEIDER | CBO |  | Menteng
KN242 | 1025465 | EGA | LBS | 2017 | Menteng
KN84 | 0 | SCHNEIDER | PGC |  | Menteng
D169 | W20-1-0033 | SCHNEIDER | PMT | 2019 | Menteng
MG90 |  | ABB | PMT |  | Menteng
MG90 |  | ABB | PMT |  | Menteng
MG90 |  | ABB | PGDB |  | Menteng
MG90 |  | ABB | B1 |  | Menteng
KN116 | CI-2012-W29-6-0016 | SCHEINDER | PMT | 2012 | Menteng
KN116 | CI-2012-W29-2-0023 | SCHNEIDER | PMT | 2012 | Menteng
KN116 | CI-2012-W34-5-004 | SCHNEIDER | PGC | 2012 | Menteng
MG53 |  | FLUOMATIC | PMT |  | Menteng
MG53 |  | DELLE ALSTHOM | PT |  | Menteng
MG53 |  | DELLE ALSTHOM | PGC |  | Menteng
MG53 |  | FLUOMATIC | PMT |  | Menteng
KN31 | 60038 | ORMAZABAL | LBS | 2019 | Menteng
KN31 | 63218 | ORMAZABAL | LBS | 2019 | Menteng
MG9 |  | KIT-25 | PB |  | Menteng
MG9 |  | KIT-25 | PMT |  | Menteng
MG9 |  | FLUOMATIC | PMT |  | Menteng
MG9 |  | KIT-25 | PMT |  | Menteng
MG9 |  | KIT 27.3 | PT |  | Menteng
MG9 |  | KIT-27,3 | PGDB |  | Menteng
MG2 | 0 | EGA | PMT |  | Menteng
MG2 | 0 | EGA | PB |  | Menteng
MG2 | 0 | EGA | PMT |  | Menteng
MG2 | 0 | EGA | CBOM |  | Menteng
KB135 | 0333.18.214 | EGA | PB | 2018 | Menteng
KB135 | 0 | SCHNEIDER | LBS | 2018 | Menteng
KP35 |  | SIEMENS | LBS |  | Marunda
KP66 | CV812243-000420 | SIEMENS | LBS | 2011 | Marunda
BK94 | 0015.15.209 | EGA | LBS | 2015 | Marunda
KP19 | 1356.13.BL | EGA | LBS | 2013 | Marunda
KP6 | CV06-5141-032 | SIEMENS | LBS |  | Marunda
KP6 | CV06-5141/032 | SIEMENS | LBS | 1993 | Marunda
MD94 | 790809-000060/004 | SIEMENS | LBS | 2010 | Marunda
GH0104 |  | SIEMENS | LBS |  | Marunda
CK79 |  | SIEMENS | LBS |  | Marunda
CK79 | 605127/034 | SIEMENS | LBS | 1993 | Marunda
CK183 |  | SIEMENS | LBS |  | Marunda
CK183 |  | SIEMENS | LBS |  | Marunda
GH0258 | 1881.18.213 | EGA | LBS | 2018 | Marunda
GH0258 | 1792.18.213 | EGA | LBS | 2018 | Marunda
CL27 |  | SIEMENS | LBS |  | Marunda
MD71 |  | SIEMENS | LBS |  | Marunda
MD71 | CV728857-01001/002 | SIEMENS | LBS | 2003 | Marunda
MD95 | 812243-000340/005 | SIEMENS | LBS | 2011 | Marunda
KP65 | 812243-000340/001 | SIEMENS | LBS | 2011 | Marunda
KP28 |  | SIEMENS | LBS |  | Marunda
GH0258 | 1823.18.213 | EGA | LBS | 2018 | Marunda
KP57 | 798702-00301016 | SIEMENS | LBS | 2005 | Marunda
MK287 | CV065093/013 | SIEMENS RMU | LBS |  | Bandengan
MK287 | CV065093/013 | SIEMENS RMU | LBS |  | Bandengan
MK286 | W44.2.0026 | SCHNEIDER | LBS |  | Bandengan
T184 | 0352.19.213 | EGA | LBS MOTORIZE | 2019 | Menteng
T184 | 0358.19.213 | EGA | LBS MOTORIZE | 2019 | Menteng
T184 | 1615.18.214 | EGA | PB | 2018 | Menteng
T184 | 1614.18.214 | EGA | PB | 2018 | Menteng
T105N | T105N | SCHNEIDER | CBO-MP | 2019 | Menteng
T105N | T105N | SCHNEIDER | PMT |  | Menteng
T105N | T105N | SCHNEIDER | PB |  | Menteng
T78 | - | OTESSA | PMT |  | Menteng
T78 | - | OTESSA | PMT |  | Menteng
T78 | - | OTESSA | PB |  | Menteng
T307 |  | MG SM6 | PMT |  | Menteng
T307 |  | MG SM6 | PGC |  | Menteng
T307 |  | MG SM6 | PMT |  | Menteng
T22A |  | FLUOMATIC | PMT |  | Menteng
T22A |  | FLUOMATIC | PMT |  | Menteng
T22A |  | FLUOMATIC | PB |  | Menteng
T59N | T59N | EGA | PMT |  | Menteng
T59N | T59N | EGA | PMT |  | Menteng
T59N | T59N | EGA | PB1 |  | Menteng
T59N | T59N | EGA | PB2 |  | Menteng
T102 | T102 | SCHNEIDER | PMT |  | Menteng
T102 | - | SCHNEIDER | PMT |  | Menteng
T102 | - | SCHNEIDER | PB |  | Menteng
T121 | T121 | KIT 27.3 | PMT |  | Menteng
T121 |  | KIT-25 | PMT |  | Menteng
T121 |  | KIT-25 | PB |  | Menteng
T267 | CI-2017-W20-1-0031 | SCHNEIDER | LBS MOT | 2017 | Menteng
T267 | CI-2019-W06-3-0034 | SCHNEIDER | CBO-JAR | 2019 | Menteng
T267 | CI-2019-W11-3-0038 | SCHNEIDER | CBOM | 2019 | Menteng
MG68 |  | MERLIN GERIN | PGDB |  | Menteng
MG68 | - | MERLIN GERIN | PT |  | Menteng
MG68 | - | SCHNEIDER | PMT |  | Menteng
MG68 | - | SCHNAIDER | LBS MOTORIZE | 2017 | Menteng
KB383 | W40-2-0003 | Schneider | CBO-JAR | 2019 | Menteng
PGL21 | 1946.13.BL | EGA | LBS | 2013 | Pondok Kopi
E208 | 125317214 | EGA | PB | 2017 | Pondok Gede
E143 | 1 | EGA | PB | 2017 | Pondok Gede
E143 | 0369.17.212 | EGA | LBS | 2017 | Pondok Gede
E143 | 3 | EGA | LBS | 2017 | Pondok Gede
KN62 | 0 | EGA | PB |  | Menteng
KN62 | 0 | MERLIN GERIN | PMT |  | Menteng
KG322 | - | SCHNEIDER SM6 | LBS |  | Tanjung Priok
KJ299 | KJ 299 - CBOM | SCHNEIDER | CBOM |  | Kebon Jeruk
KJ306 | KJ 306 - PB | GAE | PB |  | Kebon Jeruk
PK276 | CV 06-5092/009 | SIEMENS | LBS |  | Tanjung Priok
KPK11 | SM 1122101 C1 | SCHNEIDER SM6 | LBS MANUAL |  | Bandengan
KPK11 | SM 1122096 C1 | SCHNEIDER SM6 | LBS MOTORIZE |  | Bandengan
MK354 | SM 0302038 | MERLIN GERIN SM6 | LBS |  | Bandengan
T373P | 29627 | GAE | PMT | 2013 | Menteng
KJ16 | KJ 16 - PB2 | ABB | PB |  | Kebon Jeruk
KG281 |  | FLUOKIT M | PGDB | 1996 | Marunda
KG281 |  | FLUOKIT M | B1 |  | Marunda
BT123 | 195413 BL | EGA | LBS |  | Ciputat
BT123 | 194613 BL | EGA | LBS |  | Ciputat
BT123 | . | CONTACT PLASMA | PB |  | Ciputat
KG18 |  | MG SM6 | PGDB |  | Marunda
KG18 |  | MG SM6 | B1 |  | Marunda
KG26 | IEC298 | MERLIN GERLIN SM6 | PT |  | Marunda
KJ206 | KJ 206 - LBS | FLUOKIT M | LBS |  | Kebon Jeruk
KG259 | 864 | FLUOKIT M | B1 |  | Marunda
SP260 | SP 260 - LBS | EGA | LBS |  | Kebon Jeruk
SP260 | SP 260 - LBS | SCHNEIDER | LBS |  | Kebon Jeruk
SP260 | SP 260 - PGC | SCHNEIDER | PGC |  | Kebon Jeruk
SP191 | SP 191 - LBS | MG KUNING | LBS |  | Kebon Jeruk
SP191 | SP 191 - LBS | MG KUNING | LBS |  | Kebon Jeruk
SP191 | SP 191 - PT | MG KUNING | PT |  | Kebon Jeruk
D298A | 73501 | MGSM6 | PMT |  | Menteng
SP192 | SP 192 - PGC | FLUOKIT M | LBS |  | Kebon Jeruk
SP192 | SP 192 - LBS | FLUOKIT M | LBS |  | Kebon Jeruk
SP192 | SP 192 - LBS | FLUOKIT M | PT |  | Kebon Jeruk
PK159N | - | MG SM6 | PB |  | Tanjung Priok
CKG88 | 1161.13.BF | EGA | PB | 2013 | Cengkareng
CP138P | . | ORMA ZABAL | PB |  | Ciputat
CP19D | 121280/2012 | ABB RMU | PB | 2012 | Ciputat
TD94D | TD 94D 12885 | ABB | LBS MOTORIZED |  | Bulungan
MP208 | 0 | EGA | LBS |  | Bulungan
TD94D | TD 94D 121343 | ABB | PB |  | Bulungan
SN115 | 0 | SCHNEIDER | CBO MOTORIZE |  | Bulungan
D33 | D 33 121344 | ABB | PB |  | Bulungan
D33 | D 33 121371 | ABB | PB |  | Bulungan
D33 | D 33 121149 | ABB | LBS MOTORIZED |  | Bulungan
D33 | D 33 121219 | ABB | LBS MOTORIZED |  | Bulungan
SN17 | SN 17 121262 | ABB | PB |  | Bulungan
SN17 | SN 17 121145 | ABB | LBS MOTORIZED |  | Bulungan
SN17 | SN 17 12887 | ABB | LBS MOTORIZED |  | Bulungan
SN17 | 0778.17.213 | SCHNEIDER | CBOM MOTORIZE | 2017 | Bulungan
TD45 | TD 45 121367 | ABB | PB |  | Bulungan
TD45 | TD 45 121366 | ABB | PB |  | Bulungan
TD45 | TD 45 12585 | ABB | LBS MOTORIZED |  | Bulungan
TD45 | TD 45 12991 | ABB | LBS MOTORIZED |  | Bulungan
TD45 | TD 45 121155 | ABB | LBS MOTORIZED |  | Bulungan
KB221 | KB 221 121265 | ABB | PB |  | Bulungan
SN118 | 0 | FLOUKIT M | PMT |  | Bulungan
RG86P | 51317212 | EGA | LBS-2 | 2012 | Lenteng Agung
RG86P | 5271212 | EGA | LBS-1 | 2012 | Lenteng Agung
MK286 | W29.6.0036 | SCHNEIDER | LBS |  | Bandengan
MK283 | CV065092 / 024 | SIEMENS RMU | LBS |  | Bandengan
KJ317 | KJ 317 - PB | ABB | PB |  | Kebon Jeruk
KG172 | 214 | FLUOKIT M | LBS |  | Tanjung Priok
KG175 | 11093 | FLUOKIT M | LBS |  | Tanjung Priok
KG175 | 11094 | FLUOKIT M+ | LBS |  | Tanjung Priok
KG175 | - | FLUOKIT M | PGC |  | Tanjung Priok
KG177 | CV06-5081/41 | SIEMENS | LBS |  | Tanjung Priok
KG177 | CV06-5081/41 | SIEMENS | LBS |  | Tanjung Priok
KG177 |  | SIEMENS | PB |  | Tanjung Priok
KG180 | 2563 | FLUOKIT M | LBS |  | Tanjung Priok
KG180 | 2560 | FLUOKIT M | LBS |  | Tanjung Priok
KG180 |  | FLUOKIT M | PGDB |  | Tanjung Priok
KG180 |  | FLUOKIT M | B1 |  | Tanjung Priok
PK159N | S95002719 | MG SM6 | LBS |  | Tanjung Priok
GD450 | 1323-20 | ULUSOY | LBS | 2021 | Ciracas
GD118 | - | SCHNEIDER SM6 | LBS |  | Ciracas
GD289 | T73005442627.0039 | SIEMENS | PGC |  | Ciracas
KG286 | - | MG SM 6 | LBS |  | Tanjung Priok
KG286 | - | SCHNEIDER SM6 | LBS |  | Tanjung Priok
KG325 | SM 0938093 CI | SCHNEIDER SM6 | LBS |  | Tanjung Priok
TD199 | . | FLUOKIT M | PB |  | Ciputat
TD199 | . | FLUOKIT M | PGC |  | Ciputat
TD91A | 722.13BF | EGA | PB | 2013 | Ciputat
CN46 | 130176 | ABB | LBS | 2013 | Ciputat
CN46 | 711.13BF | EGA | PB | 2013 | Ciputat
TD241 | 715.13BF | EGA | PB | 2013 | Ciputat
S126 | 89601 | SCHNEIDER | PMT |  | Menteng
TT46P | 82501 | GAE | PMT | 2012 | Menteng
TT46P | 82503 | GAE | PB | 2012 | Menteng
CP415 | 1540.13 BL | EGA | LBS | 2012 | Ciputat
CK191 | 23955/083/11/03/E6 | GAE GLS | PGC | 2011 | Marunda
CP421 | 13.0372 | ABB | LBS | 2013 | Ciputat
CP424 | 13.0382 | ABB | LBS | 2013 | Ciputat
CP418 | C1-2013-W17-6-0012 | Scheneider | LBS | 2013 | Ciputat
KG390 | - | ABB SAFEPLUS | PGC |  | Tanjung Priok
SD31 | SM1124642CI | SCHNEIDER SM6 | LBS |  | Tanjung Priok
SD31 | - | SCHNEIDER SM6 | PGDB |  | Tanjung Priok
SD32 | SD32-B1-2 | EGA | CBOM |  | Tanjung Priok
SD72 | - | FLOUKIT M24 | LBS |  | Tanjung Priok
KL167 | KL 167 - LBS | FLUOKIT M | PB |  | Kebon Jeruk
SD220 | SD220-2 | SCHNEIDER | LBS MOTORIZE |  | Tanjung Priok
SD145 | S9501067 | MG SM6 | LBS |  | Tanjung Priok
SD145 | 9519109Z | MG SM6 | B 1 |  | Tanjung Priok
KG201 | KG201-2 | SIEMENS | LBS |  | Tanjung Priok
SD105 | 24430/104/11/01/EG | GAE | LBS |  | Tanjung Priok
SD105 | 24425/104/11/01/EG | GAE | LBS |  | Tanjung Priok
PK39N | - | SCHNEIDER SM6 | LBS |  | Tanjung Priok
PK160 | 18178 | GAE | LBS |  | Tanjung Priok
SD6 | - | KIT 25 | PB TRAFO 2 |  | Tanjung Priok
KG341 | CV 726612/9901 | SIEMENS | LBS |  | Tanjung Priok
KG422 | 12.1541 | ABB UNISWITCH | LBS |  | Tanjung Priok
SP9D | 0(SP 9D) | EGA | PB |  | Kebon Jeruk
SP9D | 0(SP 9D) | SCHNEIDER | LBS |  | Kebon Jeruk
CB85 | 50041166018011-10 | ABB | LBS |  | Ciracas
KG400 | 14457 | FLUOKIT M 24+ | LBS |  | Tanjung Priok
KG400 | 24615/104/11/02/EG | GAE | PB 2 |  | Tanjung Priok
KG76N | - | EGA | LBS |  | Tanjung Priok
PK134 | CI-2018-W52-3-0052 | SCHNEIDER SM6 | LBS | 2017 | Tanjung Priok
PIK21 | 2361-13-BL | EGA | LBS |  | Bandengan
BK179 | - | SCHENEIDER RM6 | LBS |  | Marunda
CP423 | 13.0411 | ABB | LBS | 2013 | Ciputat
TD462 | 13.0371 | ABB | LBS | 2013 | Ciputat
CP428 | 3468.13BL | EGA | LBS | 2013 | Ciputat
CP428 | 3458.13BL | EGA | LBS | 2013 | Ciputat
CP428 | 1692.13.BF | EGA | PB | 2013 | Ciputat
PK159N | - | SCHNEIDER SM6 | PB |  | Tanjung Priok
PK159N | - | SCHNEIDER SM6 | CBO |  | Tanjung Priok
SP147 | SP 147 - LBS | GAE | LBS |  | Kebon Jeruk
D339P | 131100 | ABB | PMT | 2013 | Menteng
D339P | 131377 | ABB | PMT | 2013 | Menteng
D343P | 29643 | GAE | PB | 2013 | Menteng
KDR22 | 1749 | FLUOKIT M | PB | 2009 | Cengkareng
KJ292 | KJ 292 - LBS | GAE | LBS |  | Kebon Jeruk
KJ292 | KJ 292 - LBS | GAE | LBS |  | Kebon Jeruk
KD86 | - | FLUKIT M | TRAFO | 2012 | Pondok Kopi
KD86 | 9587061 | FLUOKIT | LBS | 2012 | Pondok Kopi
KL220 | KL 220 | EGA | LBS MOTORIZE |  | Bulungan
KL220 | KL 220 | EGA | CBOM MOTORIZE |  | Bulungan
KL220 | KL 220 | EGA | PB |  | Bulungan
JR166 | 1245-13 | EGA | LBS | 2013 | Pondok Gede
MP41 | 0 | FLUOKIT M | B1 |  | Bulungan
MP229 | 0 | EGA | LBS |  | Bulungan
MP86 | 0 | MERLIN GERLIN | LBS |  | Bulungan
MP86 | 0 | MERLIN GERLIN | LBS |  | Bulungan
MP86 | 0 | MERLIN GERLIN | PT |  | Bulungan
MP86 | 0 | MERLIN GERLIN | B1 |  | Bulungan
KP57 | 739113-001101028 | SIEMENS | LBS | 2005 | Marunda
KG84 |  | SIEMENS | LBS |  | Marunda
MD61 | - | EGA | LBS |  | Marunda
KP33 | CI-2018-W20-5-0042 | SCHNEIDER SM6 | LBS | 2018 | Marunda
KP33 | CI-2018-W21-7-0002 | SCHNEIDER SM6 | CBOM | 2018 | Marunda
CK142 |  | SIEMENS | LBS |  | Marunda
GH0104 | CV06-5096/014 | SIEMENS | LBS |  | Marunda
BK69 |  | SIEMENS | LBS |  | Marunda
BK69 | CV06-5127/026 | SIEMENS | LBS | 1993 | Marunda
KG84 |  | SIEMENS | LBS |  | Marunda
BK57 | 06-5126/032 | SIEMENS | LBS | 1993 | Marunda
BK61 | - | EGA | LBS |  | Marunda
BK61 | - | EGA | LBS |  | Marunda
KP14 | CV06-51271029 | SIEMENS | LBS | 1993 | Marunda
KP14 |  | SIEMENS | LBS |  | Marunda
PK68B |  | SIEMENS | LBS |  | Marunda
BK48 | CV06-5127/003 | SIEMENS | LBS | 1993 | Marunda
BK48 |  | SIEMENS | LBS |  | Marunda
GH0258 | 1812.18.213 | EGA | LBS | 2018 | Marunda
CK143 |  | SIEMENS | LBS |  | Marunda
CK143 |  | SIEMENS | LBS |  | Marunda
CK147 |  | ABB UNISWITCH | LBS |  | Marunda
CK147 |  | SIEMENS | LBS |  | Marunda
CK185 |  | SIEMENS | LBS |  | Marunda
CK185 |  | SIEMENS | LBS |  | Marunda
BK155 | CV81224300310018 | SIEMENS | LBS | 2011 | Marunda
MD25 |  | SIEMENS | LBS |  | Marunda
MD25 | CV06-5095/007 | SIEMENS | LBS | 1992 | Marunda
MD23 | - | EGA | LBS |  | Marunda
MD23 | - | EGA | PB TRAFO |  | Marunda
PK74B |  | SIEMENS | PB TRAFO |  | Marunda
CL14 |  | SIEMENS | PB TRAFO |  | Marunda
BK65 |  | SIEMENS | PB TRAFO | 1993 | Marunda
KG156 |  | SIEMENS | PB TRAFO |  | Marunda
CK185 |  | SIEMENS | PB TRAFO |  | Marunda
K258 |  | MG | PGDB |  | Menteng
K258 |  | MG | B1 |  | Menteng
K258 |  | MG | PT |  | Menteng
K258 |  | MG | PMT |  | Menteng
T296 | T296 | EGA | PB |  | Menteng
T296 | T296 | EGA | PMT |  | Menteng
T296 | T296 | EGA | PMT |  | Menteng
K260 | K260 | SCHNEIDER | PB |  | Menteng
K260 | K260 | SCHNEIDER | PMT |  | Menteng
K260 | K260 | SCHNEIDER | PMT |  | Menteng
K239 | - | FLUKIT M | BI |  | Menteng
K239 |  | FLUKIT M | PGDB |  | Menteng
K239 |  | FLUKIT M | PMT |  | Menteng
K239 |  | FLUKIT M | PMT |  | Menteng
E95B |  | EGA | PB | 2017 | Pondok Gede
S71 | S 71 | SCHNEIDER | PB |  | Menteng
BC256 | 3440041 | SCHNEIDER | LBS CBO | 2016 | Cengkareng
AB24A |  | KIT-25 | PMT |  | Menteng
AB24A | - | KIT-25 | PGC |  | Menteng
S7B | W34.5.0022 | SCHNEIDER | PB | 2016 | Menteng
S7B | 1895.18 | EGA | LBS | 2018 | Menteng
S7B | 1895.18 | EGA | LBS | 2018 | Menteng
KJ328 | 13.1063 | ABB | LBS Motorized | 2013 | Kebon Jeruk
SP279 | 2719.13.BL | EGA | LBS | 2013 | Kebon Jeruk
SP279 | 1344.13.BF | EGA | PB TRAFO | 2013 | Kebon Jeruk
KJ118 | KJ 118 - PB1 | MG | PB TRAFO |  | Kebon Jeruk
KJ118 | KJ 118 - PB2 | SCHENEIDER | PB TRAFO |  | Kebon Jeruk
RM61 | RM 61 | SCHNEIDER RM6 | LBS | 2019 | Cempaka Putih
RM61 | RM 61 | SCHNEIDER RM6 | LBS | 2019 | Cempaka Putih
RM61 | RM 61 | SCHNEIDER RM6 | LBS | 2018 | Cempaka Putih
SP205 | SP 205 - LBS | FLUOKIT M | LBS |  | Kebon Jeruk
SP205 | SP 205 - PGDB | ABB | PGDB |  | Kebon Jeruk
KJ260 | KJ 260 - LBS | SCHNEIDER | LBS MANUAL |  | Kebon Jeruk
KJ260 | KJ 260 - CBOM | SCHNEIDER | PGC |  | Kebon Jeruk
KJ218 | KJ 218 - PGC | MG SM6 | LBS |  | Kebon Jeruk
KJ218 | KJ 218 - LBS | MG. SM6 | LBS |  | Kebon Jeruk
KJ218 | KJ 218 - LBS | MG. SM6 | PGC |  | Kebon Jeruk
KJ219 | KJ219-LBS2 | FLOUKIT M | LBS MANUAL |  | Kebon Jeruk
SP111A | SP111A-KJ366 | SCHNEIDER | LBS | 2016 | Kebon Jeruk
SP111A | SP 111A - LBS | FLOUKIT M | LBS |  | Kebon Jeruk
KJ95 | KJ 95 - PB2 | MG | PGDB |  | Kebon Jeruk
KJ284 | KJ 284 - LBS | GAE | LBS |  | Kebon Jeruk
KDR25 | 14515 | FLUOKIT M | LBS | 2011 | Cengkareng
KDR25 | 0872.16.216 | EGA | LBS | 2016 | Cengkareng
KJ302 | KJ 302 - LBS | GAE | LBS |  | Kebon Jeruk
KJ308 | KJ 308 - LBS | SCHNEIDER | LBS |  | Kebon Jeruk
KJ309 | KJ 309 - LBS | SCHNEIDER | LBS |  | Kebon Jeruk
KJ309 | KJ 309 - PB | ABB | PB |  | Kebon Jeruk
PG160 | 1067.17.212 | EGA | LBS | 2017 | Pondok Kopi
PG160 | 0700.17.214 | EGA | PB | 2017 | Pondok Kopi
PG405 | Ci-2016-w45-4-0045 | SCHNEIDER | LBS | 2016 | Pondok Kopi
KJ315 | KJ 315 - PB | SCHNEIDER | PB |  | Kebon Jeruk
KG253 | - | SCHNEIDER SM6 | LBS |  | Tanjung Priok
KG253 | SM061617 | MG SM6 | LBS |  | Tanjung Priok
PLTB3 | CSFG3060 | ORMAZABAL | LBS | 2018 | Bandengan
D341 | 131123 | ORMAZABAL | PMT | 2019 | Menteng
KJ262 | KJ 262 - LBS | GAE | LBS |  | Kebon Jeruk
KJ262 | KJ 262 - LBS | GAE | LBS |  | Kebon Jeruk
KJ262 | KJ 262 - PB1 | GAE | PB |  | Kebon Jeruk
KJ266 | KJ 266 - LBS | EGA | LBS MOTORIZED |  | Kebon Jeruk
KJ269 | KJ 269 - PB1 | FLOUKIT M | PB |  | Kebon Jeruk
KJ269 | KJ 269 - PB2 | FLOUKIT M | PB |  | Kebon Jeruk
KG123 | - | EGA | LBS | 2017 | Tanjung Priok
KG144 | 0 | ABB BC5 SYSTEM | LBS |  | Tanjung Priok
KG144 | 0 | ABB BC5 SYSTEM | LBS |  | Tanjung Priok
KJ270 | KJ 270 - CBOM | SCHNEIDER | LBS |  | Kebon Jeruk
KJ270 | KJ 270 - LBS | GAE | LBS |  | Kebon Jeruk
KJ270 | KJ 270 - LBS | SCHNEIDER | PGC |  | Kebon Jeruk
KJ270 | KJ 270 - LBS | SCHNEIDER | PGC |  | Kebon Jeruk
KJ225 | KJ 225 - LBS | FLUOKIT M | LBS |  | Kebon Jeruk
PLTB3 | CSF61084 | ORMAZABAL | PB | 2017 | Bandengan
KJ274 | KJ 274 - LBS | GAE | LBS MANUAL |  | Kebon Jeruk
KJ274 | KJ 274 - LBS | GAE | LBS MANUAL |  | Kebon Jeruk
KJ242 | KJ 242 - LBS | FLUOKIT M | LBS |  | Kebon Jeruk
TA46 | CI2019 W21 2 0075 | SCHNEIDER | PB |  | Bandengan
KJ243 | KJ 243 - LBS | FLUOKIT M | LBS |  | Kebon Jeruk
KJ243 | KJ 243 - LBS | FLUOKIT M | PB |  | Kebon Jeruk
DB7 | 8770 | FLUOKIT M24 | LBS |  | Bandengan
KG355 | CV 06-5088/031 | SIEMENS | LBS |  | Tanjung Priok
KG365 | - | SCHNEIDER SM6 | LBS MOTORIZE |  | Tanjung Priok
KG365 | - | SCHNEIDER SM6 | LBS |  | Tanjung Priok
SD166 | SM0300449 | MG SM6 | LBS |  | Tanjung Priok
SD207 | 10978 | FLOUKIT M | LBS |  | Tanjung Priok
KG3 | 0 | SCHNEIDER SM6 | LBS |  | Tanjung Priok
KG330 | 1VZN231298M0129 | ABB UNISWITCH | LBS |  | Tanjung Priok
KJ141 | KJ 141 - LBS | EGA | LBS |  | Kebon Jeruk
SD12 | 7472 | EGA | LBS |  | Tanjung Priok
KJ286 | KJ 286 - LBS | GAE | LBS |  | Kebon Jeruk
KJ286 | KJ 286 - LBS | GAE | LBS |  | Kebon Jeruk
KJ286 | KJ 286 - PB | GAE | PB |  | Kebon Jeruk
PIK25 | 0291-15-211 | EGA | PB | 2015 | Bandengan
D297 | D297 | SCHNEIDER | KOPEL1 |  | Menteng
D169 | D169 | SIEMENS | PMT |  | Menteng
D169 | T730052683 | SIEMENS | PMT |  | Menteng
D169 | T73005065334 | SIEMENS | PMT | 2017 | Menteng
D169 | T73000052683 | SIEMENS | PMT | 2017 | Menteng
D169 | 6701288 | SCHNEIDER | CBOM |  | Menteng
D169 | W36-5-0042 | SCHNEIDER | PMT | 2018 | Menteng
KB601 | C1-2016-W33-5-0014 | SCHNEIDER | LBS |  | Bulungan
PM259 | 8082 | FLUOKIT M | LBS | 2000 | Bulungan
PM259 | 8079 | FLUOKIT M | LBS | 2000 | Bulungan
PM259 | 1734 | FLUOKIT M | PB | 2000 | Bulungan
PM280 | 0 | MERLIN GERIN | PGDB |  | Bulungan
PM280 | 0 | MERLIN GERIN | B1 |  | Bulungan
PM280 | 0 | MERLIN GERIN | PT |  | Bulungan
PM280 | 0 | MERLIN GERIN | PMT |  | Bulungan
PM280 | 0 | MERLIN GERIN | PMT |  | Bulungan
PM284 | 1830 | FLUOKIT | PB | 1996 | Bulungan
PM284 | 1198 | FLUOKIT | LBS | 1997 | Bulungan
PM284 | 6121 | FLUOKIT | LBS | 1996 | Bulungan
PM287 | 0 | EGA | LBS MOTORIZE |  | Bulungan
K3C |  | GAE | PMT |  | Menteng
K3C |  | GAE | PB |  | Menteng
K3C |  | GAE | PMT |  | Menteng
K224 |  | MG | PMT |  | Menteng
K224 |  | MG | PB |  | Menteng
K224 |  | MG | PMT |  | Menteng
T48X | T48X | EGA | PB |  | Menteng
T48X | T48X | EGA | PMT |  | Menteng
T48X | T48X | EGA | PMT |  | Menteng
T26 |  | MG | PGDB |  | Menteng
T26 |  | MG | PMT |  | Menteng
T26 |  | MG | PMT |  | Menteng
T26 |  | MG | PT |  | Menteng
AB37 | 18362 | EGA | PMT |  | Menteng
AB37 | 18363 | EGA | PMT |  | Menteng
AB37 | 18369 | EGA | PB |  | Menteng
S7A | 30141 | GAE | LBS | 2013 | Menteng
S7A | 21882 | GAE | LBS | 2013 | Menteng
S7A | 21973 | GAE | PB | 2013 | Menteng
S7 | 0375.17.214 | EGA | PB | 2017 | Menteng
S7 | - | SCHNEIDER | PMT |  | Menteng
S7 | - | SCHNEIDER | PMT |  | Menteng
S7 | - | SCHNEIDER | PB |  | Menteng
S7D | . | EGA | PMT |  | Menteng
S7D | . | EGA | PMT |  | Menteng
S7D | . | EGA | PB |  | Menteng
S23B | S23B | EGA | PGC |  | Menteng
S23B | S23B | SCHNEIDER | PMT |  | Menteng
S23B | S23B | SCHNEIDER | PMT |  | Menteng
S23B | S23B | EGA | PB |  | Menteng
BN16 | - | EGA | LBS |  | Menteng
S61 | 0871.17.212 | EGA | LBS | 2017 | Menteng
S61 | 0738.17.213 | EGA | LBS Motorized | 2017 | Menteng
S61 | CI-2017-W36-2-0037 | SCHNEIDER | PB | 2017 | Menteng
S49 | S49 | SCHNEIDER | LBS MOTORIZE | 2018 | Menteng
S49 | S49 | SCHNEIDER | PMT | 2018 | Menteng
S49 | S49 | SCHNEIDER | PB |  | Menteng
BN16 | - | MERLIN GERIN | PT |  | Menteng
S84 | S84 | EGA | PMT |  | Menteng
S84 | S84 | EGA | PGC |  | Menteng
S84 | S84 | EGA | PMT |  | Menteng
S84 | S84 | EGA | PMT |  | Menteng
S71 | S 71.1 | SCHNEIDER | PGC |  | Menteng
S71 | S 71.2 | SCHNEIDER | PMT |  | Menteng
S71 | S 71 | SCHNEIDER | PMT |  | Menteng
E223 | CI-2010-W38-2605 | SCHNEIDER | LBS | 2010 | Pondok Kopi
KD86 | 12.1552 | ABB | LBS | 2012 | Pondok Kopi
PM171 | 0 | FLOUKIT M | PB2 |  | Bulungan
PM171 | 0 | ABB | PB1 |  | Bulungan
PM171 | 0 | FLUOKIT M | PMT |  | Bulungan
PM171 | 0 | FLUOKIT M | PMT |  | Bulungan
PM222 | 0 | VERCORS | LBS |  | Bulungan
PM222 | 0 | VERCORS | LBS |  | Bulungan
PM222 | 8624665 | VERCORS | PB |  | Bulungan
PM231 | 0 | EGA | LBS |  | Bulungan
PM231 | 0 | EGA | LBS |  | Bulungan
PM231 | 0 | EGA | PB |  | Bulungan
PM238 | 0 | SCHNEIDER | PB |  | Bulungan
PM238 | 0 | SCHNEIDER | PMT |  | Bulungan
MP105 | 0 | ABB | PB |  | Bulungan
PM239 | 0 | ABB | PMT |  | Bulungan
PM239 | 0 | ABB | PB1 |  | Bulungan
PM239 | 0 | ABB | PB2 |  | Bulungan
PM239 | 0 | SCHNEIDER | CBO |  | Bulungan
PM248 | 2104 | FLOUKIT.M | PGDB |  | Bulungan
B212 | B 212-03 | ORMAZABAL | PB 1 |  | Bandengan
B212 | B 212-04 | ORMAZABAL | PB 2 |  | Bandengan
KG336 | - | ABB SAFERING | LBS |  | Tanjung Priok
KG336 | - | ABB SAFERING | LBS |  | Tanjung Priok
KG336 | - | ABB SAFERING | PB TRAFO |  | Tanjung Priok
B209 | B 209-01 | FLUOKIT M | LBS |  | Bandengan
B209 | B 209-02 | FLUOKIT M | LBS |  | Bandengan
B209 | B 209-03 | KIT 27,2 | PB2 |  | Bandengan
B340 | B 340-01 | FLUOKIT M | LBS 1 |  | Bandengan
B340 | B 340-02 | FLUOKIT M | LBS 2 |  | Bandengan
B340 | B 340-05 | FLUOKIT M | PT |  | Bandengan
E274 | E274-E398-184716213 | EGA | LBS (MOTORIZE) | 2016 | Kramat Jati
E274 | E274-E68-086116212 | EGA | LBS | 2016 | Kramat Jati
B24BIS | B 24BIS-02 | FLUOKIT M | LBS 2 |  | Bandengan
TD445 | TD 445 | SCHNEIDER | PGC |  | Bulungan
D22N | D 22N-01 | SIEMENS | LBS 1 |  | Bandengan
D22N | D 22N-02 | SIEMENS | LBS 2 |  | Bandengan
D22N | D 22N-03 | KIT 27,2 | PB 1 |  | Bandengan
D22N | D 22N-04 | SIEMENS | PB 2 |  | Bandengan
PP108 | PP 108 | MERLIN GERLIN | PMT |  | Bulungan
B25A | 0156.19.212/2019 | EGA | LBS MANUAL | 2019 | Bandengan
B25A | 0224.19.214/2019 | EGA | PB1 | 2019 | Bandengan
AB216 | AB 216-03 | SCHNEIDER | LBS |  | Bandengan
KJ241 | KJ 241 - LBS | FLOUKIT M | LBS MOTORIZED |  | Kebon Jeruk
KJ182 | KJ 182 - LBS | GAE | LBS |  | Kebon Jeruk
KJ182 | KJ 182 - CBOM | SCHNEIDER | PGC |  | Kebon Jeruk
SP189 | 0(SP 189) | FLOUKIT M | LBS |  | Kebon Jeruk
PK168 | 5020 | EGA | LBS |  | Tanjung Priok
KJ161P | KJ161P-LBS1 | SIEMENS | LBS | 2016 | Kebon Jeruk
T76B | T 76B.4 | FLUOKIT-M | PB |  | Menteng
T67 | T67 | FLOUKIT M | PB | 1992 | Menteng
T67 | T67 | FLUOKIT.M | PT | 1992 | Menteng
T67 | T67 | KIT 27,2 | LBS |  | Menteng
T67 | T67 | KIT 27,2 | LBS |  | Menteng
T67 | T67 | KIT 27,2 | PB |  | Menteng
T136 | T136 | EGA | PB |  | Menteng
T136 | T136 | EGA | PMT |  | Menteng
T136 | T136 | EGA | PMT |  | Menteng
T220 | 0 | FLUOKIT-M | PGC |  | Menteng
T220 | 0 | FLUOKIT-M | PB |  | Menteng
T220 | 0 | FLUOKIT-M | PMT |  | Menteng
T220 | 0 | FLUOKIT-M | PMT |  | Menteng
T235 | 1842.18.213 | EGA | LBS MOT | 2018 | Menteng
T235 | CI-2017-W44-2-0030 | SCHNEIDER | LBS MOT | 2017 | Menteng
T235 | CI-2019-W10-5-0005 | SCHNEIDER | CBOM | 2019 | Menteng
T67A | 2017.W38.3.0038 | SCHNEIDER | LBS MOTORIZE | 2017 | Menteng
T67A | 2018.W09.2.0014 | SCHNEIDER | LBS MOTORIZE | 2018 | Menteng
T67A | 0229.18.214 | EGA | PB | 2018 | Menteng
T77 | 0655-21 | ULUSOY | CBOM | 2021 | Menteng
T77 | 0950-21 | ULUSOY | LBS | 2021 | Menteng
T77 | 0954-21 | ULUSOY | LBS | 2021 | Menteng
T77 | 0317-21-214 | EGA | PB | 2021 | Menteng
T262 | 0 | FLUOKIT-M | PMT |  | Menteng
T262 | 0 | FLUOKIT-M | PMT |  | Menteng
T262 | 0 | FLUOKIT-M | PB |  | Menteng
T37 |  | ABB | PMT |  | Menteng
T37 | T37 | KIT 27,2 | PMT |  | Menteng
T37 |  | ABB | PB |  | Menteng
T280 | 0263.19.213 | EGA | LBS MOT | 2019 | Menteng
T280 | CI-2019-W06-3-0008 | SCHNEIDER | CBO-JAR | 2019 | Menteng
BN12 | - | MG | LBS |  | Menteng
T41S |  | ABB | PMT |  | Menteng
T41S |  | KIT 27.2 | PMT |  | Menteng
T41S |  | KIT 27.2 | PMT |  | Menteng
T41S |  | FLUOKIT-M | PT |  | Menteng
T41S |  | FLUOKIT-M | B1 |  | Menteng
T41S |  | FLUOKIT-M | PGDB |  | Menteng
T41S |  | KIT 27.2 | PB |  | Menteng
T96 | - | FLOUKIT-M | LBS |  | Menteng
T96 | - | FLOUKIT-M | LBS |  | Menteng
T96 | - | FLOUKIT-M | PB |  | Menteng
T158 | 123 | SCHNEIDER | LBS |  | Menteng
T158 | 123 | SCHNEIDER | LBS |  | Menteng
T158 | 123 | SCHNEIDER | PGC |  | Menteng
T134 | T134 | SCHNEIDER | PMT |  | Menteng
T134 | T134 | MERLIN GERIN | PMT |  | Menteng
T134 | T134 | SCHNEIDER | PGC |  | Menteng
KN104 | 0 | SCHNEIDER | PMT |  | Menteng
KN104 | 0 | SCHNEIDER | PMT |  | Menteng
KN104 | 0 | SCHNEIDER | PGC |  | Menteng
TT29 | - | FLUOKIT-M | PMT |  | Menteng
KN9 | - | SCHNEIDER | LBS | 2020 | Menteng
KN9 | 0 | SCHNEIDER | LBS | 2014 | Menteng
MG74 | CI-2019-W12-2-0017 | Schneider SM6 | CBOM | 2019 | Menteng
MG80 |  | KIT 25 | PMT |  | Menteng
MG80 |  | ABB | PMT |  | Menteng
MG80 |  | ABB | B1 |  | Menteng
MG80 |  | FLUOKIT.M | PGDB |  | Menteng
MG80 |  | ABB | PT |  | Menteng
MG8 |  | FLUOKIT-M | PMT |  | Menteng
S42 | - | EGA | PMT |  | Menteng
MG8 |  | FLUOKIT-M | PMT |  | Menteng
MG8 |  | KIT-25 | PB |  | Menteng
D169 | W23-7-0004 | SCHNEIDER | PMT | 2018 | Menteng
TT52 | - | SCHNEIDER | LBS |  | Menteng
TT52 | - | SCHNEIDER | LBS |  | Menteng
T92 | T92 | SIEMENS | PMT |  | Menteng
T92 | T92 | SIEMENS | PMT |  | Menteng
T92 | T92 | SIEMENS | PB2 |  | Menteng
T92 | T92 | SIEMENS | PB1 |  | Menteng
KB254 | - | - | - |  | Menteng
S127 | 0350.19.213 | EGA | LBS Motorized | 2019 | Menteng
S127 | 0366.19.213 | EGA | LBS Motorized | 2019 | Menteng
S127 | S127 | MERLIN GERIN | PGC | 2008 | Menteng
P37A |  | FLUOKIT-M | PMT |  | Menteng
P37A |  | FLUOKIT-M | PMT |  | Menteng
P37A |  | FLUOKIT-M | PB |  | Menteng
P37A |  | SCHNEIDER | PGC |  | Menteng
T169 |  | FLUOKIT-M | PMT |  | Menteng
T169 |  | FLUOKIT-M | PMT |  | Menteng
T169 |  | FLUOKIT-M | PB1 |  | Menteng
T169 | - | FLUOKIT-M | PB2 |  | Menteng
T169 |  | FLUOKIT-M | PT |  | Menteng
T169 |  | FLUOKIT-M | PGDB |  | Menteng
K45 | K45 | FLUOKIT M | PMT |  | Menteng
K45 | K45 | FLUOKIT M | PMT |  | Menteng
K248 |  | FLUOKIT.M | PMT |  | Menteng
K248 | - | FLUOKIT.M | PGC |  | Menteng
K248 |  | FLUOKIT.M | PMT |  | Menteng
K16D |  | FLUOKIT-M | PMT |  | Menteng
K16D |  | FLUOKIT-M | PMT |  | Menteng
K16D | - | SCHNEIDER | PGC |  | Menteng
KS3B | KS3B | EGA | PMT |  | Menteng
KS3B | KS3B | EGA | PMT |  | Menteng
KS3B | KS3B | EGA | PB |  | Menteng
KS13 | KS13 | FLUOKIT M | PB |  | Menteng
KS13 | KS13 | FLUOKIT M | PMT |  | Menteng
KS13 | KS13 | FLUOKIT M | PMT |  | Menteng
KS3N | - | ULUSOY | LBS |  | Menteng
KS3N | - | ULUSOY | LBS |  | Menteng
KS3N | - | ULUSOY | CBOM |  | Menteng
D144N | - | MERLIN GERIN | LBS |  | Menteng
GH0080 | - | SCHNEIDER | LBS |  | Menteng
D375P | W42.5.0025 | SCHNEIDER | CBO | 2018 | Menteng
KS63 | 0 | ABB | PMT |  | Menteng
KS63 | 0 | ABB | PMT |  | Menteng
KS63 | 0 | FLUOKIT-M | PGC |  | Menteng
B66C | B 66C-03 | ABB SAFEPLUS | PB |  | Bandengan
B66C | B 66C-04 | ABB SAFEPLUS | PB |  | Bandengan
MP229 | 0 | EGA | LBS |  | Bulungan
B303 | B 303-01 | MG SM6 | LBS |  | Bandengan
B303 | B 303-02 | MG SM6 | LBS |  | Bandengan
B303 | B 303-03 | MG SM6 | PB |  | Bandengan
T26 |  | MG | PB |  | Menteng
T66B | T66B | EGA | PB |  | Menteng
T66B | T66B | EGA | PMT |  | Menteng
T66B | T66B | EGA | CBO JAR |  | Menteng
MG91 | 0 | MERLIN GERIN | PMT |  | Menteng
KN235 | 0 | SCHNEIDER | PGC |  | Menteng
KN234 | 0 | SCHNEIDER | PMT |  | Menteng
K265 | K265 | CONTACT PLASMA | PMT |  | Menteng
K265 | K265 | CONTACT PLASMA | PMT |  | Menteng
K265 | K265 | CONTACT PLASMA | PT |  | Menteng
K265 | K265 | MERLIN GERIN | PGDB |  | Menteng
K257 |  | FLUOKIT.M | PMT |  | Menteng
K257 |  | FLUOKIT.M | B1 |  | Menteng
K257 |  | FLUOKIT.M | PMT |  | Menteng
K257 |  | FLUOKIT.M | PMT |  | Menteng
K257 |  | FLUOKIT.M | PT |  | Menteng
K257 |  | FLUOKIT.M | PGDB |  | Menteng
K70D | - | Schneider | LBS | 2018 | Menteng
MP22 | - | MERLIN GERLIN | PMT |  | Bulungan
MP22 | - | MERLIN GERLIN | PB |  | Bulungan
MP22 | - | MERLIN GERLIN | PMT |  | Bulungan
MP23 | 0 | EGA | LBS MOTORIZE |  | Bulungan
KB587 | 0 | SCHNEIDER | PGC |  | Bulungan
MP23 | 0 | EGA | LBS MOTORIZE |  | Bulungan
MP23 | 0 | KIT 27.3 | CBO |  | Bulungan
MP23 | 0 | KIT 27.3 | PT |  | Bulungan
MP24 | 0 | SCHNEIDER | CBO MOTORIZE |  | Bulungan
KB602 | 0 | EGA | CBO MOTORIZE |  | Bulungan
MP24 | 0 | SCHNEIDER | CBO |  | Bulungan
MP24 | 0 | SCHNEIDER | LBS |  | Bulungan
MP27 | 0 | MERLIN GERLIN | PB |  | Bulungan
MP27 | 9116477 | MERLIN GERLIN | PMT |  | Bulungan
MP27 | 0 | MERLIN GERLIN | PMT |  | Bulungan
KL228 | C1-2014-W05-5-009 | SCHNEIDER | LBS MOTORIZED |  | Bulungan
MP27 | 0 | ABB | PB |  | Bulungan
MP29 | 6208 | FLUOKIT M | LBS | 1996 | Bulungan
MP29 | 1084 | FLUOKIT M | PB | 1992 | Bulungan
MP29 | 404 | FLUOKIT M | LBS | 1992 | Bulungan
MP30 | 0 | SCHNEIDER | LBS MOTORIZE |  | Bulungan
MP30 | 0 | SCHNEIDER | LBS MOTORIZE |  | Bulungan
MP30 | 0 | SCHNEIDER | PGC |  | Bulungan
MP30 | 94114403 | MERLIN GERLIN KUNING | B1 |  | Bulungan
MP30 | 9352034 | MERLIN GERLIN KUNING | PT |  | Bulungan
MP30 | 1913 | FLOUKIT.M | PB | 2001 | Bulungan
MG62 | - | Schneider | LBS |  | Menteng
S16 | - | ORMAZAMBAL | LBS |  | Menteng
S16 | - | ORMAZAMBAL | PB |  | Menteng
S16 | - | ORMAZAMBAL | LBS |  | Menteng
S79 | 2018.W42.4.0007 | SCHNEIDER | LBS MOTORIZE | 2019 | Menteng
S79 | 2018.W27.4.0045 | SCHNEIDER | LBS MOTORIZE | 2019 | Menteng
S79 | 0336.18.234 | EGA | CBOM | 2019 | Menteng
KS55 | - | EGA | LBS | 2017 | Menteng
KB515 | KB 515 | FLOUKIT M | LBS |  | Bulungan
KB515 | KB 515 | FLOUKIT M | PGC |  | Bulungan
AB216 | AB 216-04 | SCHNEIDER | PGC |  | Bandengan
B67D | B 67D-01 | FLUOKIT M | LBS 1 |  | Bandengan
B67D | B 67D-02 | FLUOKIT M | LBS 2 |  | Bandengan
B67D | B 67D-03 | FLUOKIT M | PB |  | Bandengan
E350P | 63060 | ORMAZABAL | LBS | 2016 | Kramat Jati
BT245 | - | ABB | LBS |  | Bintaro
E390 | E390-28202 | SCHNEIDER | LBS | 2017 | Kramat Jati
KG209 | - | SCHNEIDER SM6 | LBS |  | Tanjung Priok
KG103 | S9501003 | MG SM 6 | LBS |  | Tanjung Priok
KG103 | S9501680 | MG SM 6 | LBS |  | Tanjung Priok
KG103 |  | MG SM 6 | PB |  | Tanjung Priok
KG103 |  | MG SM 6 | PB |  | Tanjung Priok
KG112 | 8464 | FLUOKIT M | LBS |  | Tanjung Priok
KG112 |  | KIT 27.2 | LBS |  | Tanjung Priok
KG112 |  | KIT 27.2 | PT |  | Tanjung Priok
KG112 |  | FLUOKIT M | PGDB |  | Tanjung Priok
KG112 |  | ABB | PGC |  | Tanjung Priok
KG112 |  | KIT 25 | B1 |  | Tanjung Priok
KG120 | - | EGA | LBS |  | Tanjung Priok
KG120 | - | EGA | LBS |  | Tanjung Priok
KG120 | - | EGA | PB |  | Tanjung Priok
KG120 | - | EGA | PB |  | Tanjung Priok
KG121 | - | MG SM6 | LBS |  | Tanjung Priok
KG121 | - | MG SM6 | LBS |  | Tanjung Priok
KG121 | - | EGA | PB |  | Tanjung Priok
KG13 | 3557 | FLOUKIT M | LBS |  | Tanjung Priok
KG13 | 3532 | FLOUKIT M | LBS |  | Tanjung Priok
KG13 |  | FLOUKIT M | PB |  | Tanjung Priok
KG13 |  | FLOUKIT M | PB |  | Tanjung Priok
KG13A | - | EGA | LBS |  | Tanjung Priok
KG13A | 4251 | EGA | LBS |  | Tanjung Priok
KG13A | - | SCHNEIDER SM6 | PB |  | Tanjung Priok
KG13A | - | SCHNEIDER SM6 | PB |  | Tanjung Priok
KG149 | - | MG VERCORS 6 | LBS |  | Tanjung Priok
KG149 | - | MG VERCORS 6 | LBS |  | Tanjung Priok
KG149 | - | MG VERCORS 6 | PT |  | Tanjung Priok
KG149 | - | MG VERCORS 6 | PGDB |  | Tanjung Priok
KG149 | - | MG VERCORS 6 | B1 |  | Tanjung Priok
KG163 | - | EGA | PB TRAFO |  | Tanjung Priok
KG163 | 130160 | ABB UNISWITCH | LBS |  | Tanjung Priok
KG163 | - | ABB UNISWITCH | PB |  | Tanjung Priok
KG164 | - | SCHNEIDER SM6 | LBS |  | Tanjung Priok
KG164 | 14- | SCHNEIDER SM6 | LBS |  | Tanjung Priok
KG164 | - | SCHNEIDER SM6 | PB |  | Tanjung Priok
KG164 | - | SCHNEIDER SM6 | PB |  | Tanjung Priok
KG164 | - | SCHNEIDER SM6 | PB |  | Tanjung Priok
KG171 | 842 | FLUOKIT M | LBS |  | Tanjung Priok
KG171 | 841 | FLUOKIT M | LBS |  | Tanjung Priok
KG171 |  | FLUOKIT M | PB |  | Tanjung Priok
KG171 |  | FLUOKIT M | PT |  | Tanjung Priok
KG171 |  | FLUOKIT M | PGC |  | Tanjung Priok
KG172 | 2282 | FLUOKIT M | LBS |  | Tanjung Priok
KJ140 | CSF 61042 | ORMAZABAL | LBS | 2016 | Kebon Jeruk
KJ140 | KJ 140 - LBS | ORMAZABAL | LBS | 2016 | Kebon Jeruk
MK442 | SM0938059CI | ULUSOY ELECTRIC | LBS | 2020 | Bandengan
SP229 | SP 229 - LBS | FLOUKIT M | LBS |  | Kebon Jeruk
KB574 | 0 | EGA | LBS |  | Bulungan
MK203 | 18520 | GAE | LBS |  | Bandengan
MK441 | 20656/141/06/01/E6 | EGA | LBS |  | Bandengan
KJ124 | KJ 124 - LBS | MG | PB |  | Kebon Jeruk
D344P | 29648 | GAE | PB | 2013 | Menteng
CN3 | 1483.13 BL | EGA | LBS | 2013 | Ciputat
CN3 | 1485.13 BL | EGA | LBS | 2013 | Ciputat
CN3 | 741.13BF | EGA | PB | 2012 | Ciputat
KB538 | 0 | FLUOKIT M | LBS |  | Bulungan
KB538 | 0 | FLUOKIT M | LBS |  | Bulungan
KB538 | KB 538 | GAE | PGC |  | Bulungan
K255 | 95105 | MGSM6 | B1 |  | Menteng
T269 | 0695.16.212 | MERLIN GERIN | CBO |  | Menteng
TD92N | 130037 | ABB | LBS | 2013 | Ciputat
KB543 | KB 543 | SCHNEIDER | LBS |  | Bulungan
KB543 | KB 543 | SCHNEIDER | LBS |  | Bulungan
KB545 | 0 | SCHNEIDER | LBS MOTORIZE |  | Bulungan
D301 | - | EGA | PMT | 2016 | Menteng
CN48 | 1525.13 BL | EGA | LBS | 2012 | Ciputat
D301 | - | EGA | CBOM | 2016 | Menteng
KN74 | 0371-20 | EGA | LBS | 2020 | Menteng
TD199 | 130145 | ABB | LBS | 2013 | Ciputat
MG8 |  | FLUOKIT-M | PMT |  | Menteng
MG43 | - | EGA | LBS |  | Menteng
MG43 | - | Schneider | LBS |  | Menteng
KDR22 | 11847 | FLUOKIT M | LBS | 2009 | Cengkareng
CP19D | 118613.BF | EGA | PB | 2013 | Ciputat
B381 | B 381-01 | SCHENEIDER | PGC |  | Bandengan
B381 | B 381-02 | ABB UNISWITCH | PGC |  | Bandengan
KB254 | - | - | - |  | Menteng
KB254 | - | - | - |  | Menteng
T328 | - | GAE | CBO |  | Menteng
T328 | - | GAE | LBS |  | Menteng
T328 | - | GAE | LBS |  | Menteng
SP172 | - | EGA | PMT | 2017 | Menteng
T361 | 27606/021/12/E6 | GAE | PMT | 2012 | Menteng
T361 | 27623/021/12/03/E6 | GAE | CBOM | 2012 | Menteng
T331 | T331 | SCHNEIDER | PMT |  | Menteng
T331 | T331 | SCHNEIDER | PMT |  | Menteng
T331 | T331 | SCHNEIDER | PGC |  | Menteng
D123 | U.2018.W28-6-0004 | SCHNEIDER | LBS | 2018 | Menteng
D123 | U.2018.W28-5.0032 | SCHNEIDER | LBS | 2018 | Menteng
D123 | 0390.18-214 | EGA | PB2 | 2018 | Menteng
D123 | 0322.18.214 | EGA | PB1 | 2018 | Menteng
D124 | C1-2018.W20.5.0006 | SCHNEIDER | LBS | 2018 | Menteng
D124 | 402858 | MG SM6 | PB1 |  | Menteng
D124 | 41857 | MG SM6 | PB2 |  | Menteng
D124 | 0328.18.234 | EGA | CBO | 2018 | Menteng
D124 | C1.2018.W19.3.0026 | SCHNEIDER | LBS | 2018 | Menteng
D124 | C1.2018.W20.2.0014 | SCHNEIDER | LBS | 2018 | Menteng
D125 | - | EGA | PMT |  | Menteng
D125 | - | EGA | PB |  | Menteng
S134 | 123 | SCHNEIDER | PMT |  | Menteng
MG43 | 0 | Schneider | LBS |  | Menteng
MG43 | - | EGA | CBOM |  | Menteng
MG48 | 0 | SCHNEIDER | LBS MOTORIZE | 2017 | Menteng
MG48 | 0 | SCHNEIDER | PGC |  | Menteng
MG48 | 0 | SCHNEIDER | LBS MOTORIZE | 2017 | Menteng
S42 | - | EGA | PMT |  | Menteng
MG35 |  | FLUOKIT.M | PMT |  | Menteng
MG35 | 0 | FLUOKIT.M | PMT |  | Menteng
MG35 |  | FLUOKIT.M | PT |  | Menteng
S134 | 123 | SCHNEIDER | PGC |  | Menteng
MG29 | CI-2019-W50-3-0024 | SCHNEIDER | PMT | 2019 | Menteng
MG29 | W10-5-0008 | SCHNEIDER | PB | 2019 | Menteng
MG41 | 0 | SIEMENS | PMT |  | Menteng
MG41 | 0 | SIEMENS | PMT |  | Menteng
MG41 | 0 | SIEMENS | CBOM |  | Menteng
KN201 | 1423-13BL | EGA | LBS | 2013 | Menteng
MG47 |  | FLUOMATIC | PMT |  | Menteng
MG47 |  | FLUOMATIC | PMT |  | Menteng
MG47 |  | DELLE ALSTHOM | PGDB |  | Menteng
MG47 |  | DELLE ALSTHOM | B1 |  | Menteng
MG47 |  | DELLE ALSTHOM | PT |  | Menteng
KG1A | - | EGA | LBS |  | Tanjung Priok
KG1A | - | EGA | LBS |  | Tanjung Priok
KG1A | - | EGA | PB |  | Tanjung Priok
KG1A | - | EGA | PB |  | Tanjung Priok
KG2 |  | KIT 27.2 | LBS |  | Tanjung Priok
KG2 |  | KIT 25 | LBS |  | Tanjung Priok
KG2 |  | KIT 25 | PB |  | Tanjung Priok
KG2 |  | FLOUKIT M | PGDB |  | Tanjung Priok
KG2 |  | FLOUKIT M | B1 |  | Tanjung Priok
KG20 |  | KIT 27.2 | LBS |  | Tanjung Priok
KG20 | - | KIT.27 | LBS |  | Tanjung Priok
KG20 | - | KIT.27 | PB |  | Tanjung Priok
KG20 |  | GAE | PB |  | Tanjung Priok
SD23B |  | KIT 25 | PB |  | Tanjung Priok
KG212 | RMU 1993/211 | F & G | LBS |  | Tanjung Priok
KG212 | RMU 1993/211 | F & G | LBS |  | Tanjung Priok
KG212 |  | F & G | PB |  | Tanjung Priok
KG212 |  | F & G | PB |  | Tanjung Priok
KG214 | - | MG VERCORS 6 | LBS |  | Tanjung Priok
KG214 | - | MG VERCORS 6 | LBS |  | Tanjung Priok
KG214 | - | MG VERCORS 6 | PB |  | Tanjung Priok
KG230 | 4916 | FLUOKIT M | LBS |  | Tanjung Priok
KG230 | 4945 | FLUOKIT M | LBS |  | Tanjung Priok
KG230 |  | FLUOKIT M | PB |  | Tanjung Priok
KG230 |  | FLUOKIT M | PB |  | Tanjung Priok
KG231 | SM0801931 | MG SM 6 | LBS |  | Tanjung Priok
KG231 | - | EGA | LBS |  | Tanjung Priok
KG231 |  | MG SM 6 | PB |  | Tanjung Priok
KG231 |  | MG SM 6 | PB |  | Tanjung Priok
KG233 | - | EGA | LBS |  | Tanjung Priok
KG233 | - | SCHNEIDER SM6 | LBS |  | Tanjung Priok
KG233 | - | SCHNEIDER SM6 | PB |  | Tanjung Priok
KG233 | - | SCHNEIDER SM6 | PB |  | Tanjung Priok
KG234 | RMU1991/165 | F & G | LBS |  | Tanjung Priok
KG234 |  | F & G | LBS |  | Tanjung Priok
KG234 |  | F & G | PB |  | Tanjung Priok
KG234 |  | F & G | PB |  | Tanjung Priok
KG237 | SM0603387 | MG SM 6 | LBS |  | Tanjung Priok
KG237 | SM0603404 | MG SM 6 | LBS |  | Tanjung Priok
KG237 |  | MG SM 6 | PB |  | Tanjung Priok
KG237 |  | MG SM 6 | PB |  | Tanjung Priok
KG238 | - | SCHNEIDER SM6 | LBS |  | Tanjung Priok
KG238 | - | SCHNEIDER SM6 | LBS |  | Tanjung Priok
KG238 | = | SCHNEIDER SM6 | PB |  | Tanjung Priok
KG238 | - | SCHNEIDER SM6 | PB |  | Tanjung Priok
KG240 | S9501482 | MG SM 6 | LBS |  | Tanjung Priok
KG240 | S9501112 | MG SM 6 | LBS |  | Tanjung Priok
KG240 |  | MG SM 6 | PB |  | Tanjung Priok
KG243 |  | FLOUKIT M | LBS MOTORIZED |  | Tanjung Priok
KG243 |  | FLOUKIT M | LBS MOTORIZED |  | Tanjung Priok
KG243 |  | FLOUKIT M | PB |  | Tanjung Priok
KG243 |  | FLOUKIT M | PB |  | Tanjung Priok
KG256 | 3916 | FLUOKIT M 24 | LBS |  | Tanjung Priok
KG256 | 3910 | FLUOKIT M 24 | LBS |  | Tanjung Priok
KG256 |  | M G SM 6 | LBS |  | Tanjung Priok
KG256 |  | FLUOKIT M 24 | PT |  | Tanjung Priok
KG256 |  | FLUOKIT M 24 | PGDB |  | Tanjung Priok
B233 | 1217.18.213 | EGA | LBS MOTORIZE | 2018 | Bandengan
KDR117 | 36118212 | EGA | LBS MANUAL | 2018 | Cengkareng
MK334 | 9346449 | MG VERCORS 6 | LBS |  | Bandengan
KG312 | - | EGA | LBS |  | Tanjung Priok
SP171 | 0(sp 171) | SCHNEIDER | LBS |  | Kebon Jeruk
KG40 | - | SCHNEIDER SM6 | LBS |  | Tanjung Priok
KG40 | - | SCHNEIDER SM6 | CBO |  | Tanjung Priok
KG40 | - | EGA | PB |  | Tanjung Priok
CKG87 | CI-2013-W36-3-0014 | SCHNEIDER | LBS | 2013 | Cengkareng
PK77 | - | KIT 25 | B1 |  | Tanjung Priok
PK77 | - | KIT 25 | B1 |  | Tanjung Priok
PK77 | 535 | FLOUKIT M 24 | PGDB |  | Tanjung Priok
PK77 | - | KIT 25 | PT |  | Tanjung Priok
CKG87 | CI-2013-W36-3-0038 | SCHNEIDER | CBO | 2013 | Cengkareng
CKG87 | 1106.13.BF | EGA | PB2 | 2013 | Cengkareng
PK144 | - | SM6 | LBS |  | Tanjung Priok
PK144 | - | EGA | PB TRAFO |  | Tanjung Priok
PK208 | - | FLOUKIT M 24 | LBS |  | Tanjung Priok
TD138C | 7031.72.214 | EGA | PB | 2017 | Ciputat
CKG88 | 2104.13.BL | EGA | PMT | 2013 | Cengkareng
CP138P | . | ORMA ZABAL | LBS |  | Ciputat
CP19D | 12877/2012 | ABB RMU | LBS | 2012 | Ciputat
CP19D | 121244/2012 | ABB RMU | LBS | 2012 | Ciputat
CKG89 | CI-2013-W36-1-0027 | SCHNEIDER | LBS | 2013 | Cengkareng
CKG89 | CI-2013-W35-1-0016 | SCHNEIDER | LBS MOT | 2013 | Cengkareng
CKG89 | 1070.13.BF | EGA | PB | 2013 | Cengkareng
PK42 | - | SCHNEIDER SM6 | LBS |  | Tanjung Priok
TD460 | CL 2012/W4/3/0012 | SNEIDER | LBS | 2012 | Ciputat
TD460 | CL 2012/W4/3/0012 | SNEIDER | LBS | 2012 | Ciputat
CP192 | 1089 | UNINDO | LBS | 1996 | Ciputat
CP192 | 100322 | SCHNEIDER | PGDB | 2011 | Ciputat
PK199 | 1094 | FLUOKIT M 24 | PT |  | Tanjung Priok
SD52 | - | SM6 | LBS |  | Tanjung Priok
SD52 | - | SM6 | LBS |  | Tanjung Priok
KJ94 | KJ 94 - PB1 | KIT 25 | PB |  | Kebon Jeruk
PS183 | CI-2013-W17-4-0026 | SCHNEIDER SM6 | PMT | 2013 | Cempaka Putih
E394 | E394-3 | ABB UNISWITCH | PB TRAFO | 2013 | Kramat Jati
E398 | E398-1 | SCHNEIDER | LBS | 2018 | Kramat Jati
E398 | E398-2 | SCHNEIDER | LBS (MOTORIZE) | 2017 | Kramat Jati
E398 | E398-3 | GAE | CBOG | 2019 | Kramat Jati
D335P | 03D335P | EGA | PB | 2012 | Menteng
E256 | 0850.17.216 | EGA | CBOG | 2017 | Pondok Gede
KG42 | - | EGA | LBS |  | Tanjung Priok
KG42 | 0 | EGA | LBS |  | Tanjung Priok
KJ270 | KJ 270 - CBOM | SCHNEIDER | LBS |  | Kebon Jeruk
KJ270 | KJ 270 - CBOM | SCHNEIDER | LBS |  | Kebon Jeruk
TP22A | 651 | FLOUKIT M | LBS |  | Tanjung Priok
KL228 | C1-2014-W09-5-0003 | SCHNEIDER | PGC |  | Bulungan
KB597 | 0 | EGA | LBS |  | Bulungan
MP219 | 0 | SCHNEIDER | PB |  | Bulungan
MP30 | 0 | FLUOKIT M | PGDB |  | Bulungan
MP34 | 0 | FLOUKIT M | PMT |  | Bulungan
MP34 | 0 | FLOUKIT M | PMT |  | Bulungan
MP34 | 0 | FLOUKIT M | B1 |  | Bulungan
KB592 | 0488-15-213 | EGA | LBS | 2015 | Bulungan
MP34 | 844 | FLUOKIT.M | PGDB |  | Bulungan
MP35 | 2820 | FLOUKIT M | PT |  | Bulungan
MP35 | 0 | FLOUKIT M | PGDB |  | Bulungan
MP35 | 433 | FLOUKIT M | B1 |  | Bulungan
MP35 | 0 | SCHNEIDER | CBO |  | Bulungan
MP35 | 0 | EGA | PMT |  | Bulungan
MP35 | 0 | FLOUKIT.M | PMT |  | Bulungan
MP36 | 3346 | EGA | CBO MOTORIZE |  | Bulungan
MP36 | 684 | EGA | LBS MOTORIZE |  | Bulungan
MP36 | 631 | SCHNEIDER | LBS MOTORIZE |  | Bulungan
MP36 | 1113 | SCHNEIDER | LBS MOTORIZE |  | Bulungan
MP37 | 9240499 | MERLIN GERIN | LBS |  | Bulungan
MP37 | 9240108 | MERLIN GERIN | LBS |  | Bulungan
MP37 | 9405665 | MERLIN GERIN | PB |  | Bulungan
MP37 | 9330050 | MERLIN GERIN | PT |  | Bulungan
MP37 | 9312368 | MERLIN GERIN | B1 |  | Bulungan
MP37 | 93181522 | MERLIN GERIN | PGDB |  | Bulungan
MP38 | 9330481 | MERLIN GERIN | PT |  | Bulungan
MP38 | 9315412 | MERLIN GERIN | PMT |  | Bulungan
MP38 | 9316408 | MERLIN GERIN | PMT |  | Bulungan
MP38 | 9312369 | MERLIN GERIN | B1 |  | Bulungan
MP38 | 93171509 | MERLIN GERIN | PGDB |  | Bulungan
PP136 | CI-2013-W41-1-0015/2013 | SCHNEIDER | LBS MOTORIZE | 2013 | Bulungan
MP198 | 2673-13BL | EGA | PMT | 2013 | Bulungan
MP40 | 449 | F&G | LBS |  | Bulungan
MP40 | 449 | F&G | PB |  | Bulungan
MP40 | 449 | F&G | LBS |  | Bulungan
PP2 | 0 | FLUOKIT.M | PMT |  | Bulungan
PP20 | 00820.14.211 | EGA | PB |  | Bulungan
PP20 | 3123.13BF | EGA | PB |  | Bulungan
PP20 | 1171.17.234 | EGA | CBO MOTORIZE |  | Bulungan
PP20 | 0839.16.2121 | EGA | LBS |  | Bulungan
PP24 | - | EGA | LBS MOTORIZE |  | Bulungan
PP24 | - | EGA | LBS MOTORIZE |  | Bulungan
MK339 | 0272021 / 8515 | FLOUKIT M | LBS 2 |  | Bandengan
MK339 | - | FLOUKIT M | LBS 3 |  | Bandengan
MK339 | 418426 / 154 | FLOUKIT M | PB 1 |  | Bandengan
MK142 | 13.0056-LBS MK142 | ABB | LBS |  | Bandengan
KG312 | - | ABB UNISWITCH | PB |  | Tanjung Priok
KG312 | - | ABB UNISWITCH | PB |  | Tanjung Priok
KG314 | - | ABB UNISWITCH | LBS |  | Tanjung Priok
KG314 | - | ABB UNISWITCH | LBS |  | Tanjung Priok
KG314 | - | ABB UNISWITCH | PB |  | Tanjung Priok
KG314 | - | ABB UNISWITCH | PB |  | Tanjung Priok
KG314 |  | SCHNEIDER | PB |  | Tanjung Priok
KG316 | 3508 | FLOUKIT M | LBS |  | Tanjung Priok
KG316 | - | EGA | LBS |  | Tanjung Priok
KG316 |  | FLOUKIT M | PB |  | Tanjung Priok
KG316 | - | ABB UNISWITCH | PB |  | Tanjung Priok
KG316 | - | EGA | PB |  | Tanjung Priok
KG317 | 30006 | ABB SAFEPLUS | LBS |  | Tanjung Priok
KG317 | 40004 | ABB SAFEPLUS | LBS |  | Tanjung Priok
KG317 | - | ABB SAFEPLUS | PB |  | Tanjung Priok
KG317 | - | ABB SAFEPLUS | PGC |  | Tanjung Priok
KG317 | - | ABB SAFEPLUS | B1 |  | Tanjung Priok
KG318 | 90001 | ABB UNISWITCH | LBS |  | Tanjung Priok
KG318 | 90002 | ABB UNISWITCH | LBS |  | Tanjung Priok
KG318 | - | ABB UNISWITCH | PB |  | Tanjung Priok
KG319 | 8369 | FLOUKIT M | LBS |  | Tanjung Priok
KG319 | 8362 | FLOUKIT M | LBS |  | Tanjung Priok
KG319 | 011200M0001 | ABB UNISWITCH | PB |  | Tanjung Priok
KG320 | 8276 | SCHNEIDER SM6 | LBS |  | Tanjung Priok
KG320 | - | ABB UNISWITCH | PB |  | Tanjung Priok
KG320 | - | ABB UNISWITCH | PB |  | Tanjung Priok
KG320 | - | EGA | LBS |  | Tanjung Priok
KG324 | 6559205 | EGA | LBS |  | Tanjung Priok
KG324 | - | SCHNEIDER SM6 | LBS MOTORIZE |  | Tanjung Priok
KG324 | - | EGA | PB |  | Tanjung Priok
KG326 |  | FLUOKIT M | PGDB |  | Tanjung Priok
KG327 | 8554 | FLUOKIT M | LBS |  | Tanjung Priok
KG327 | 8556 | FLUOKIT M | LBS |  | Tanjung Priok
KG327 |  | FLUOKIT M | PB |  | Tanjung Priok
KG327 |  | FLUOKIT M | PB |  | Tanjung Priok
KG328 | SM0200367 | MG SM6 | LBS |  | Tanjung Priok
KG328 | SM0200358 | MG SM6 | LBS |  | Tanjung Priok
KG328 |  | MG SM6 | PB |  | Tanjung Priok
KG328 |  | MG SM6 | PT |  | Tanjung Priok
KG328 |  | MG SM6 | PGDB |  | Tanjung Priok
KG337 | 2142 | FLUOKIT M | LBS |  | Tanjung Priok
KG337 | 8774 | FLUOKIT M | LBS |  | Tanjung Priok
KG337 |  | FLUOKIT M | PB |  | Tanjung Priok
KG337 | - | SCHNEIDER SM6 | PGC |  | Tanjung Priok
KG338 | 24 | ABB UNISWITCH | LBS |  | Tanjung Priok
KG338 | 20 | ABB UNISWITCH | LBS |  | Tanjung Priok
KG338 | - | ABB UNISWITCH | CBO |  | Tanjung Priok
KG339 | 18972 | EGA | LBS |  | Tanjung Priok
KG339 | - | SCHNEIDER SM6 | LBS |  | Tanjung Priok
KG339 | - | ABB UNI SWITCH | PGC |  | Tanjung Priok
KG345 | - | SCHNEIDER SM6 | LBS |  | Tanjung Priok
KG345 | - | EGA | LBS |  | Tanjung Priok
KG345 | - | SCHNEIDER SM6 | CBO |  | Tanjung Priok
KG351 |  | MG SM 6 | LBS |  | Tanjung Priok
KG351 |  | MG SM 6 | LBS |  | Tanjung Priok
KG351 |  | MG SM 6 | PGC |  | Tanjung Priok
KG360 | 19924 | GAE | LBS |  | Tanjung Priok
KG360 | 19945 | GAE | LBS |  | Tanjung Priok
KG360 |  | GAE | PB |  | Tanjung Priok
KG361 |  | GAE | LBS |  | Tanjung Priok
KG361 |  | GAE | LBS |  | Tanjung Priok
KG361 |  | GAE | PB |  | Tanjung Priok
KG361 |  | FLUOKIT M | PGDB |  | Tanjung Priok
KG361 |  | SIEMENS | PGC |  | Tanjung Priok
KG361 |  | FLUOKIT M | B1 |  | Tanjung Priok
KG364 | 9937 | FLUOKIT M+ | LBS |  | Tanjung Priok
KG364 | 2764 | FLUOKIT M+ | LBS |  | Tanjung Priok
KG364 |  | FLUOKIT M+ | PB |  | Tanjung Priok
KG364 |  | FLUOKIT M+ | PB |  | Tanjung Priok
KG366 | 20304/151/05/01/E6 | SCHNEIDER SM6 | LBS |  | Tanjung Priok
KG366 | 20293/150/05/01/E6 | SCHNEIDER SM6 | LBS |  | Tanjung Priok
KG366 |  | GAE | PGC |  | Tanjung Priok
KG369 |  | MG SM 6 | LBS |  | Tanjung Priok
KG369 |  | MG SM 6 | LBS |  | Tanjung Priok
KG369 |  | MG SM 6 | PGC |  | Tanjung Priok
KG37 | - | SCHNEIDER SM6 | LBS |  | Tanjung Priok
KG37 | - | SCHNEIDER SM6 | LBS |  | Tanjung Priok
KG37 |  | KIT 25 | PB |  | Tanjung Priok
KG37 |  | FLOUKIT M | PB |  | Tanjung Priok
KG370 |  | MG SM 6 | LBS |  | Tanjung Priok
KG370 |  | MG SM 6 | LBS |  | Tanjung Priok
KG370 |  | MG SM 6 | PGC |  | Tanjung Priok
KG373 |  | SCHNEIDER | LBS |  | Tanjung Priok
KG373 |  | SCHNEIDER | LBS |  | Tanjung Priok
KG373 |  | SCHNEIDER | PGC |  | Tanjung Priok
KG383 | 11096 | FLUOKIT M+ | LBS |  | Tanjung Priok
KG383 | 11095 | EGA | LBS |  | Tanjung Priok
KG383 |  | FLUOKIT M+ | PB |  | Tanjung Priok
KG386 | 11729 | FLUOKIT M + | LBS |  | Tanjung Priok
KG386 | 11720 | FLUOKIT M + | LBS |  | Tanjung Priok
KG386 |  | FLUOKIT M + | PGC |  | Tanjung Priok
KG387 | 11980 | FLUOKIT M+ | LBS |  | Tanjung Priok
KG387 | 132054 | FLUOKIT M+ | LBS |  | Tanjung Priok
S70 |  | MERLIN GERIN | PB |  | Menteng
S70 | - | EGA | PB |  | Menteng
S70 |  | MERLIN GERIN | PT |  | Menteng
S70 | S18 | SCHNEIDER | LBS MOTORIZE | 2019 | Menteng
S70 | S79 | SCHNEIDER | LBS MOTORIZE | 2019 | Menteng
S70 |  | MERLIN GERIN | PGDB |  | Menteng
SD21 | 0863.18.212 | EGA | LBS | 2018 | Tanjung Priok
SD21 | C1.2018.W03.6.0030 | SCHNEIDER SM6 | LBS | 2018 | Tanjung Priok
SD23B | 10552 | FLOUKIT M+ | LBS |  | Tanjung Priok
KJ204 | KJ 204 - LBS | SCHNEIDER | LBS |  | Kebon Jeruk
KJ200 | KJ 200 - LBS | MG | LBS |  | Kebon Jeruk
TP9AN | TP 9AN | EGA | PB |  | Cempaka Putih
TP6D | TP 6D - PB2 | EGA | PB2 |  | Cempaka Putih
B116B | 24762/104/11/02/E6 | GAE | PB | 2011 | Bandengan
E86 | E86PB- | EGA | PB | 2015 | Kramat Jati
CP125 | - | SIEMENS | LBS |  | Ciputat
CP59 | - | SCHNEIDER | LBS |  | Ciputat
CP59 | - | KIT 25 | PB |  | Ciputat
CP59 | - | KIT 25 | PB |  | Ciputat
CN21 | - | MG RETROFIT | LBS |  | Ciputat
CN21 | - | MG RETROFIT | LBS |  | Ciputat
CN45 | - | UNINDO | LBS |  | Ciputat
CN45 | - | UNINDO | PB |  | Ciputat
CP28B | - | SIEMENS | PB |  | Ciputat
CN67 | - | AREVA | LBS |  | Ciputat
CN67 | - | AREVA | LBS |  | Ciputat
CN67 | - | AREVA | PB |  | Ciputat
CN68 | - | AREVA | LBS |  | Ciputat
CN68 | - | AREVA | LBS |  | Ciputat
CN68 | - | AREVA | PB |  | Ciputat
TD214 | - | MERLIN GERLIN | KOPEL IBU |  | Ciputat
TD214 | - | MERLIN GERLIN | SUTM SAHABAT |  | Ciputat
TD150 | 1302426 | ABB | LBS | 2013 | Ciputat
TD150 | - | ABB | PB |  | Ciputat
TD150 | - | RETROFIT | PB |  | Ciputat
CKG95 | 13.1069 | ABB | LBS | 2013 | Cengkareng
CKG95 | 13.1079 | ABB | LBS MOT | 2013 | Cengkareng
CKG95 | 13.1313 | ABB | PB | 2013 | Cengkareng
CKG94 | 13.1045 | ABB | LBS MOT | 2013 | Cengkareng
CKG94 | 13.1317 | ABB | PB1 | 2013 | Cengkareng
CKG94 | 13.1315 | ABB | PB2 | 2013 | Cengkareng
CKG93 | 13.1036 | ABB | LBS MOT | 2013 | Cengkareng
SP257 | 0(SP 257) | SCHNEIDER | PB |  | Kebon Jeruk
PL178 | 2867.13.BL | EGA | PB | 2013 | Pondok Kopi
E305 | E305-3 | ABB | CBOG | 2001 | Kramat Jati
E51 | E51-1 | ABB | LBS | 2001 | Kramat Jati
KJ185P | KJ 185 P - LBS | EGA | LBS MOTORIZED |  | Kebon Jeruk
KJ185P | KJ 185 P - PB | EGA | PB |  | Kebon Jeruk
KJ171 | KJ 171 - LBS | ABB | LBS |  | Kebon Jeruk
KJ171 | KJ 171-LBS | SCHNEIDER | CBOM |  | Kebon Jeruk
KJ205 | KJ205 - LBS | SCHNEIDER | CBOM |  | Kebon Jeruk
KJ305 | KJ 305 - PB | ABB | LBS |  | Kebon Jeruk
SP181 | SP 181 - LBS | KIT 27.2 | LBS |  | Kebon Jeruk
SP181 | SP 181 - PB | KIT 27.2 | PB |  | Kebon Jeruk
KJ191 | KJ 191 - LBS | FLUOKIT | LBS |  | Kebon Jeruk
KJ191 | KJ 191 - LBS | FLUOKIT | LBS |  | Kebon Jeruk
KJ191 | KJ 191 - CBOM | FLOUKIT M | CBOM |  | Kebon Jeruk
MK70 | RMU1993/98 | ORMAZABAL | LBS |  | Bandengan
MK70 | RMU 1993/98 | ORMAZABAL | LBS |  | Bandengan
MK214 | SM1123251CI | SCHNEIDER SM6 | LBS |  | Bandengan
SP18A | SP 18 A - LBS | SCHNEIDER | LBS |  | Kebon Jeruk
SP18A | SP 18 A - LBS | FLUOKIT | LBS |  | Kebon Jeruk
SP18A | SP 18A - PB1 | FLUOKIT | PB |  | Kebon Jeruk
SP18A | SP 18A - PB2 | FLUOKIT | PB |  | Kebon Jeruk
MK214 | SM1123185CI | SCHNEIDER SM6 | LBS |  | Bandengan
MK238 | S9502342 | MERLIN GERIN SM6 | LBS |  | Bandengan
TA43 | TA43-PGC1 | SCHNEIDER | PGC |  | Bandengan
TA43 | TA43-LBS2 | SCHNEIDER | LBS |  | Bandengan
TA43 | TA43-PGC2 | EGA | PGC |  | Bandengan
MK251 | SM 9606263 | MG VERCORS 6 | LBS |  | Bandengan
KJ72 | KJ 72RMU | SIEMEN | LBS |  | Kebon Jeruk
MK335 | CV 065140 / 007 | FLUOKIT.M | PB |  | Bandengan
DB87 | CV 06-2648 / 003 | SIEMENS | LBS |  | Bandengan
AB156 | 1965 | FLOUKIT M | PGDB |  | Bandengan
MK311 | 19565 | GAE | LBS 2 |  | Bandengan
PLTB3 | CSFG3056 | ORMAZABAL | LBS | 2018 | Bandengan
MK221 | 9307457 | MG VERCORS 6 | LBS |  | Bandengan
MK221 | 9330091 | MG VERCORS 6 | PB |  | Bandengan
MK477 | SM 1124050 C1 | SCHNEIDER SM6 | LBS |  | Bandengan
DB6 | 0119.21.213/2021 | EGA | LBS | 2021 | Bandengan
MK384 | 8252 | FLUOKIT M24 | PT |  | Bandengan
MK384 | 194 | FLUOKIT M24 | PGC |  | Bandengan
MK433 | 1606523 | EGA | PGC |  | Bandengan
B147N | SM 1022075 C1 | SCHNEIDER QM | PB |  | Bandengan
B399 | C1-2016-W26-2-0007 | SCHNEIDER | LBS |  | Bandengan
SD54 | - | EGA | LBS |  | Tanjung Priok
PK35 | - | MG VERCORS 6 | PGDB |  | Tanjung Priok
PK218 | S9503467 | MG SM6 | LBS |  | Tanjung Priok
KJ318 | KJ 318 - PB | ABB | PB |  | Kebon Jeruk
KG309 | B.02491 | ABB UNISWITCH | PB TRAFO |  | Tanjung Priok
CP432 | 1398-2013 | ABB | PB | 2013 | Ciputat
CP433 | 1211-2013 | ABB | LBS | 2013 | Ciputat
CP435 | 1383-2013 | ABB | PB | 2013 | Ciputat
MP173 | MP 173 | GAE | LBS |  | Bulungan
PK175A | 7067 | FLOUKIT M24 | LBS |  | Tanjung Priok
PK175A | 979 | FLOUKIT M24 | PB TRAFO 1 |  | Tanjung Priok
B56 | B 49 N-03 | SIEMENS | PB |  | Bandengan
S29FBARU | S 14-03 | FLUMATIC | PB |  | Bandengan
TD300 | . | KIT 25 C | LBS |  | Ciputat
SP97A | SP 97A - PGC | GAE | PGC |  | Kebon Jeruk
KG282 | - | ABB UNISWITCH | LBS |  | Tanjung Priok
KG282 | S.59502467 | MG SM 6 | LBS |  | Tanjung Priok
KG289 |  | FLUOKIT M | LBS |  | Tanjung Priok
T219 |  | FLUOKIT-M | PGDB |  | Menteng
T219 |  | FLUOKIT-M | PT |  | Menteng
T219 |  | FLUOKIT-M | PB |  | Menteng
T219 |  | FLUOKIT-M | PMT |  | Menteng
T219 |  | FLUOKIT-M | PMT |  | Menteng
S18 | CI-2019-W42-2-1404 | Schneider RM6 | LBS Motorized | 2019 | Menteng
S18 | CI-2019-W39-2-1402 | Schneider RM6 | PB | 2019 | Menteng
S18E |  | KIT-25 | PMT |  | Menteng
S18E |  | KIT-25 | PB |  | Menteng
S18E |  | KIT-25 | PMT |  | Menteng
S57 | 055.4.19.213 | EGA | PMT | 2019 | Menteng
S57 | 0297.19.212 | EGA | PMT | 2019 | Menteng
S57 | 1613.18.214 | EGA | PB | 2019 | Menteng
KS2B | KS2B | SCHNEIDER | CBO |  | Menteng
KS2B | KS 2B | SCHNEIDER | LBS |  | Menteng
KS2B | KS 2B | SCHNEIDER | LBS |  | Menteng
KS2B | KS 2B | SCHNEIDER | PB |  | Menteng
KS32 | KS32 | SCHNEIDER | LBS |  | Menteng
KS32 | KS32 | SCHNEIDER | B1 |  | Menteng
KS32 | KS32 | SCHNEIDER | PMT |  | Menteng
KS32 | KS32 | SCHNEIDER | B1 |  | Menteng
KS32 | KS32 | SCHNEIDER | PMT |  | Menteng
KS32 | KS32 | SCHNEIDER | PMT |  | Menteng
D368 | - | SIMENS | PMT | 2017 | Menteng
D368 | - | SIMENS | PB | 2017 | Menteng
SP3C | 1523-18-214 | EGA | PB | 2018 | Menteng
D368 | - | SIMENS | PB | 2017 | Menteng
D368 | - | SIMENS | PMT | 2017 | Menteng
D235 | - | MERLIN GERIN | PGC |  | Menteng
P75 | 0387.15.211 | EGA | PB | 2015 | Menteng
P75 | P 75 | KIT 25 | PMT |  | Menteng
P75 | P75-P3 | ABB | LBS |  | Menteng
P75 | P 75 | FLUOKIT M | PGC |  | Menteng
P75 | P75-PB | ABB | PB |  | Menteng
P3 | - | EGA | PB | 2018 | Menteng
P3 | - | EGA | PMT | 2018 | Menteng
P3 | - | EGA | CBO | 2018 | Menteng
P66 | P66 | SCHNEIDER | LBS |  | Menteng
P66 | P66 | SCHNEIDER | LBS |  | Menteng
P66 | P66 | SCHNEIDER | CBO |  | Menteng
T431 | - | EGA | CBOM |  | Menteng
P69 | P69 | EGA | LBS |  | Menteng
P69 | P69 | EGA | LBS |  | Menteng
P69 | P69 | EGA | PB |  | Menteng
P89 |  | ABB | PMT |  | Menteng
P89 |  | ABB | PGC |  | Menteng
P89 |  | ABB | PMT |  | Menteng
P81 | 1799.18.213 | EGA | LBS Motorized | 2018 | Menteng
P81 | 1142.17.213 | EGA | LBS | 2017 | Menteng
P81 | 0274.18.234 | EGA | CBO | 2018 | Menteng
D144N | - | SCHNEIDER | - | 2019 | Menteng
D123 | 769-21-234 | EGA | CBOM | 2021 | Menteng
P76N | P 76N | FLOUKIT M | PMT |  | Menteng
P76N | P 76N | FLOUKIT M | PMT |  | Menteng
P76N | P 76N | FLOUKIT M | PB |  | Menteng
S93 |  | MERLIN GERIN | PMT |  | Menteng
S93 |  | MERLIN GERIN | PMT |  | Menteng
MG84 | 0 | EGA | PGC |  | Menteng
KN236 | 0 | SCHNEIDER | PGC |  | Menteng
K175A | K175 | EGA | PMT |  | Menteng
K175A | K175 | EGA | PMT |  | Menteng
K175A | K175 | EGA | PMT |  | Menteng
BK80 |  | MG SM6 | LBS |  | Marunda
KP40 | IEC298 | SCHNEIDER SM6 | CBOM |  | Marunda
KP40 | IEC298 | MERLIN GERLIN SM6 | LBS |  | Marunda
KP36 | 95162102 | MG SM6 | LBS |  | Marunda
KP36 | SM11400BL | SCHNEIDER SM6 | PB |  | Marunda
KG126 |  | MG SM6 | LBS |  | Marunda
KP23 | 53501964 | MG SM6 | LBS |  | Marunda
CK230 | CI-2016-W04-2-0043 | SCHNEIDER SM6 | LBS | 2016 | Marunda
CK230 | CI-2016-W04-2-0043 | SCHNEIDER SM6 | LBS | 2016 | Marunda
GH0089 |  | MG SM6 | LBS |  | Marunda
GH0089 |  | MG SM6 | LBS |  | Marunda
GH0027 |  | ABB UNISWITCH | LBS |  | Marunda
KP44 | 0447.17.213 | EGA | LBS | 2017 | Marunda
KG38 |  | MG SM6 | LBS |  | Marunda
KG38 |  | MG SM6 | PT |  | Marunda
PK212 |  | MG SM6 | LBS |  | Marunda
PK179 |  | MG SM6 | LBS |  | Marunda
PK179 | 0458.17.213 | EGA | LBS | 2017 | Marunda
TD199 | 130134 | ABB | LBS | 2013 | Ciputat
TD199 | 130278 | ABB | PB | 2013 | Ciputat
KL224 | KL 224 | EGA | LBS |  | Bulungan
KL224 | KL 224 | EGA | LBS |  | Bulungan
SP206 | SP 206 - PB1 | ABB BC5 | LBS |  | Kebon Jeruk
SP11B | SP11B- PB2 | EGA | PB | 2017 | Kebon Jeruk
KJ92 | KJ 92 - B1 | FLUOKIT M | LBS |  | Kebon Jeruk
SP16B | SP 16B - LBS | FLUOKIT M | LBS |  | Kebon Jeruk
SP16B | SP 16B - LBS | FLUOKIT M | LBS |  | Kebon Jeruk
KJ258 | KJ 258 - LBS | SCHNEIDER | LBS MOTORIZED |  | Kebon Jeruk
SP252 | SP 252 - LBS | CONTACT PLZ | LBS |  | Kebon Jeruk
KJ13 | KJ 13 - PB1 | FLUOKIT M | PB |  | Kebon Jeruk
SP23 | SP 23 - PB1 | C.PLASMA | LBS |  | Kebon Jeruk
SP11N | SP 11N - LBS | SCHNEIDER | LBS |  | Kebon Jeruk
KJ265 | KJ 265 - LBS | FLUOKIT M | LBS |  | Kebon Jeruk
KJ265 | KJ 265 - LBS | FLUOKIT M | LBS |  | Kebon Jeruk
KJ284 | KJ 284 - LBS | GAE | LBS |  | Kebon Jeruk
KJ241 | KJ 241 - LBS | EGA | LBS |  | Kebon Jeruk
KJ241 | KJ 241 - PGC | FLUOKIT M | PGC |  | Kebon Jeruk
KJ182 | KJ 182 - LBS | GAE | LBS |  | Kebon Jeruk
E326 | E326-1 | EGA | LBS | 2017 | Kramat Jati
E326 | E326-2 | EGA | LBS | 2017 | Kramat Jati
SP203 | SP 203 - PGC | ABB | LBS |  | Kebon Jeruk
SP242 | SP 242 - LBS | SCHNEIDER | LBS |  | Kebon Jeruk
SP242 | SP 242 - LBS | SCHNEIDER | LBS |  | Kebon Jeruk
SP242 | SP 242 - PB2 | MG | PGC |  | Kebon Jeruk
KDR95 | T73005555599-0119 | SIEMENS | LBS | 2018 | Cengkareng
SP97B | SP 97B - PB | MG | LBS |  | Kebon Jeruk
SP97B | SP 97B - LBS | MG | LBS |  | Kebon Jeruk
PG427 | CI-2013-W17-4-0016 | SM 6 | PMT | 2013 | Cempaka Putih
KL27 | KL 27 - PB | GAE | LBS |  | Kebon Jeruk
KM83 | 90113.BF | EGA | PB | 2013 | Jatinegara
TP7C | TP 7C | EGA | PMT |  | Cempaka Putih
K111 | K 111 | SCHNEIDER SM6 | PMT |  | Cempaka Putih
BTC29 | 1008.17.214 | EGA | PB | 2017 | Cengkareng
BTC29 | 14335 | UNINDO | LBS | 2011 | Cengkareng
K85C | K 85C | KIT 25 | PB 2 |  | Cempaka Putih
JW56 | 23776 | EGA | LBS | 2013 | Pondok Gede
JW44 | 104313 | EGA | PB | 2013 | Pondok Gede
SN38 | 0 | EGA | CBO |  | Bulungan
SN38 | 0 | EGA | LBS |  | Bulungan
SN38 | 0 | EGA | LBS |  | Bulungan
SN38 | 0 | SCHNEIDER | PMT |  | Bulungan
SN38 | 0 | SCHNEIDER | LBS |  | Bulungan
SN38 | 0 | SCHNEIDER | LBS |  | Bulungan
KG290 | - | EGA | PB2 |  | Tanjung Priok
KG298 | S9501721 | MG SM 6 | LBS |  | Tanjung Priok
KG298 | S9501036 | MG SM 6 | LBS |  | Tanjung Priok
KG298 | - | EGA | PB |  | Tanjung Priok
KG298 |  | MG SM 6 | PT |  | Tanjung Priok
KG298 |  | MG SM 6 | PGDB |  | Tanjung Priok
KG298 |  | GAE | PGC |  | Tanjung Priok
KG298 |  | ABB | B1 |  | Tanjung Priok
KG299 | - | SCHNEIDER SM6 | LBS |  | Tanjung Priok
KG299 | 1VZN230853M0085 | ABB UNISWITCH | LBS |  | Tanjung Priok
KG299 |  | FLUOKIT M | PB |  | Tanjung Priok
KG299 |  | FLUOKIT M | PB |  | Tanjung Priok
KG299 |  | GAE | PB |  | Tanjung Priok
KG304 | 8037 | FLUOKIT M | LBS |  | Tanjung Priok
KG304 | 8038 | FLUOKIT M | LBS |  | Tanjung Priok
KG304 |  | FLUOKIT M | PB |  | Tanjung Priok
KG304 | 24584/104/11/02/EG | GAE | PB | 2011 | Tanjung Priok
KG306 | - | EGA | LBS |  | Tanjung Priok
KG306 | 20012051690002 | EGA | LBS |  | Tanjung Priok
KG306 | - | EGA | PB |  | Tanjung Priok
KG312 | 100450 | MG SM 6 | LBS |  | Tanjung Priok
KJ128 | KJ 128 - LBS | FLUOKIT M | LBS |  | Kebon Jeruk
KJ84 | KJ 84 - LBS | SCHNEIDER | LBS |  | Kebon Jeruk
SP222 | SP 222 - LBS | SCHNEIDER | LBS |  | Kebon Jeruk
SP222 | SP 222 - LBS | SCHNEIDER | LBS |  | Kebon Jeruk
SP202 | SP 202 - LBS | SCHNEIDER | LBS |  | Kebon Jeruk
E130 | E130-2 | SCHNEIDER | LBS | 2016 | Kramat Jati
KJ133 | KJ 133 - PGDB | FLOUKIT M | PGDB |  | Kebon Jeruk
KG453 | 1180.13 BF | GAE | LBS TP/PB | 2013 | Tanjung Priok
SN131 | 29569/0943/13/01E6 | GAE | LBS |  | Bulungan
KN65 | 0 | SCHNEIDER | LBS MOTORIZE |  | Menteng
D305 | 94208 | SCHNEIDER | PMT |  | Menteng
K255 | 95103 | MGSM6 | PGDB |  | Menteng
TD91A | 1500.13 BL | EGA | LBS | 2012 | Ciputat
CN46 | 130108 | ABB | LBS | 2013 | Ciputat
TD241 | 1491.13 BL | EGA | LBS | 2013 | Ciputat
D6 | - | ULUSOY | PB |  | Menteng
S126 | 89603 | MERLIN GERIN | PGC |  | Menteng
TT50P | 84101 | EGA | PMT | 2013 | Menteng
TT50P | 84102 | EGA | PMT | 2013 | Menteng
CP414 | 13.0327 | ABB | PB | 2013 | Ciputat
CP400 | 13.0097 | ABB | LBS | 2013 | Ciputat
CP400 | 130323 | ABB | PB | 2013 | Ciputat
BK161 | - | SCHNEIDER RM6 | LBS |  | Marunda
BK161 | - | SCHNEIDER RM6 | LBS |  | Marunda
BK161 | - | SCHNEIDER RM6 | PB |  | Marunda
CP421 | 13.0232 | ABB | LBS | 2013 | Ciputat
MK313 | CV065140/035 | SIEMENS RMU | LBS |  | Bandengan
MK313 | CV065140/035 | SIEMENS RMU | PB |  | Bandengan
MP188 | MP 188 | SCHNEIDER | LBS |  | Bulungan
MP188 | MP 188 | SCHNEIDER | LBS |  | Bulungan
MP188 | MP 188 | SCHNEIDER | PGC |  | Bulungan
PS174P | 102310595 | ABB SAFEPLUS | PB |  | Cempaka Putih
S21F | S 21F PB2 | EGA | PB 1 |  | Cempaka Putih
KJ90 | KJ 90 - B1 | MG | B1 |  | Kebon Jeruk
KJ173 | KJ 173 - LBS | SCHNEIDER | LBS MOTORIZED | 2018 | Kebon Jeruk
KJ173 | KJ 173 - LBS | SCHNEIDER | LBS MOTORIZED | 2018 | Kebon Jeruk
KL178 | KL 178 - PB | GAE | LBS |  | Kebon Jeruk
KJ31 | KJ 31 - LBS | MG. SM6 | LBS |  | Kebon Jeruk
KD50N | 0334-16-212 | EGA | LBS | 2016 | Pondok Kopi
KJ31 | KJ 31 - B1 | MGV6 | B1 |  | Kebon Jeruk
PG99 | 21923/066/09/01/E6 | EGA | LBS | 2009 | Pondok Kopi
PG99 | 21920/066/09/01/E6 | EGA | LBS | 2009 | Pondok Kopi
KN206 | 131600 | SCHNEIDER | LBS | 2013 | Menteng
KN206 | 131562 | SCHNEIDER | LBS |  | Menteng
KJ246 | KJ 246 - LBS | FLOUKIT M | PGC |  | Kebon Jeruk
KJ288 | KJ 288 - LBS | GAE | LBS |  | Kebon Jeruk
KJ205 | KJ 205 - PGC | MG | PGC |  | Kebon Jeruk
KJ205 | KJ 205 - LBS | MG | LBS |  | Kebon Jeruk
E326 | E326-3 | SCHNEIDER | CBOG (PMIN) | 2016 | Kramat Jati
SP167 | SP167-KJ292 | KIT 27.2 | LBS |  | Kebon Jeruk
SP167 | SP 167 - PT | EGA | LBS |  | Kebon Jeruk
E71 | 43015211 | EGA | PB | 2015 | Kramat Jati
SP183 | SP 183 - PB | FLOUKIT M | PB |  | Kebon Jeruk
SP203 | SP 203 - XXX | ABB | LBS |  | Kebon Jeruk
SP220 | SP 220 - PGDB | MG V6 | LBS |  | Kebon Jeruk
SP220 | SP 220 - PT | MG V6 | PB |  | Kebon Jeruk
SP220 | SP 220 - PB | MG V6 | B1 |  | Kebon Jeruk
E379 | E71-9 | SCHEINEDER | CBOG | 2015 | Kramat Jati
E376 | E376-1 | SCHNEIDER SM6 | LBS | 2011 | Kramat Jati
E58 | E 58 | SCHNEIDER | LBS | 2015 | Kramat Jati
E58 | E58-4 | SCHNEIDER | LBS | 2016 | Kramat Jati
SP233 | SP 233 - B1 | MG | PB |  | Kebon Jeruk
SP38 | SP 38 - PB | GAE | LBS | 2014 | Kebon Jeruk
SP38 | SP 38 - LBS | GAE | LBS |  | Kebon Jeruk
KDR95 | T7300505268-0168 | SIEMENS | PB | 2018 | Cengkareng
KG72 | - | EGA | LBS |  | Tanjung Priok
KG72 | - | EGA | PB TRAFO |  | Tanjung Priok
KG81 | 242.12.BL | EGA | LBS MOTORIZE |  | Tanjung Priok
KG81 | 2636 | FLUOKIT M | LBS |  | Tanjung Priok
KG153 | - | ABB BC5 SYSTEM | LBS |  | Tanjung Priok
KG153 | - | ABB BC5 SYSTEM | TP/PB TRAFO |  | Tanjung Priok
KG46 | - | KIT 25 | LBS |  | Tanjung Priok
KG153 | KG153-PB2 | EGA | TP/PB TRAFO |  | Tanjung Priok
KG46 | - | KIT 25 | LBS |  | Tanjung Priok
KG46 | - | KIT 25 | PB 1 |  | Tanjung Priok
KG56 | 1038S198 | ORMAZABAL | LBS |  | Tanjung Priok
KG56 | 1037S145 | ORMAZABAL | LBS |  | Tanjung Priok
PK277 | 14044 | FLUOKIT M 24+ | LBS |  | Tanjung Priok
PK37E | - | SCHNEIDER SM6 | LBS |  | Tanjung Priok
SD88 | - | ABB BC5 SYSTEM | PT |  | Tanjung Priok
KG256 |  | FLUOKIT M 24 | B1 |  | Tanjung Priok
KG264 | - | SCHNEIDER SM6 | LBS |  | Tanjung Priok
KG264 | - | SCHNEIDER SM6 | LBS |  | Tanjung Priok
KG264 | - | SCHNEIDER SM6 | PB |  | Tanjung Priok
KG266 | RMU 1993/313 | F & G | LBS |  | Tanjung Priok
KG266 | RMU 1993/313 | F & G | LBS |  | Tanjung Priok
SN38 | 0 | SCHNEIDER | LBS |  | Bulungan
SN38 | 0 | SCHNEIDER | LBS |  | Bulungan
PM88 | 0 | EGA | LBS MOTORIZE |  | Bulungan
PM88 | 0 | EGA | PB |  | Bulungan
PM88 | 0 | EGA | PB |  | Bulungan
PM88 | 0 | EGA | LBS MOTORIZE |  | Bulungan
MP198 | 2786-13BL | EGA | PMT | 2013 | Bulungan
BT59 | 0 | SCHNEIDER | CBO |  | Bulungan
MP198 | 0 | EGA | PB | 2013 | Bulungan
PM88B | 0 | SCHNEIDER | LBS |  | Bulungan
PM88B | 0 | SCHNEIDER | LBS |  | Bulungan
PM95 | 0 | FLUOMATIC | PB |  | Bulungan
PM95 | 0 | ABB | PB |  | Bulungan
PM95 | 0 | FLOUKIT M | LBS |  | Bulungan
PM95 | 0 | KIT 25 | LBS |  | Bulungan
PM95 | 0 | MERLIN GERLIN | LBS |  | Bulungan
PP72 | 173005052683-0144 | SIEMENS | PB2 | 2017 | Bulungan
PP10 | 1203079 | EGA | LBS MOTORIZE | 2012 | Bulungan
PP10 | SM1043188CI | SCHNEIDER | LBS MOTORIZE | 2012 | Bulungan
PP100 | 1227.21.213 | EGA | LBS MOTORIZE | 2021 | Bulungan
PP100 | 0892.2.234 | EGA | CBOM | 2021 | Bulungan
PP100 | 0 | MERLIN GERIN | PGDB |  | Bulungan
MP153 | 0 | SCHNEIDER | LBS |  | Bulungan
PP101 | 0 | F & G | PMT |  | Bulungan
PP101 | 41040 | F & G | PMT |  | Bulungan
PP101 | 99165070 | F & G | PB |  | Bulungan
MP227 | 0 | EGA | CBOG |  | Bulungan
MP227 | 0 | EGA | LBS MOTORIZE |  | Bulungan
KB605 | 1820.16.213 | EGA | LBS MOTORIZE |  | Bulungan
PP103 | 100445 | MERLIN GERIN | PMT |  | Bulungan
PP103 | 9402027 | MERLIN GERIN | CBO |  | Bulungan
PP103 | 100437 | MERLIN GERIN | PMT |  | Bulungan
PP104 | 1223.21.213 | EGA | LBS MOTORIZE | 2021 | Bulungan
PP104 | 1212.21.213 | EGA | LBS MOTORIZE | 2021 | Bulungan
PP105 | 19286 | GAE | PMT | 2004 | Bulungan
PP105 | 19285 | GAE | PMT | 2004 | Bulungan
KB602 | 0915-16-213 | EGA | LBS MOTORIZE |  | Bulungan
PP105 | 19165 | GAE | PGC | 2003 | Bulungan
PP106 | 0 | MG SM6 | CBO |  | Bulungan
PP106 | 0 | MG SM6 | PMT |  | Bulungan
PP106 | 0 | MG SM6 | PMT |  | Bulungan
PP106 | 0 | MG SM6 | PMT |  | Bulungan
KB158N | 0 | GAE | PGC |  | Bulungan
PP109 | 20694/126/06/01/EG | GAE | LBS | 2006 | Bulungan
SN89 | 0 | EGA | LBS MOTORIZE |  | Bulungan
MP228 | 1859.16.213 | EGA | LBS MOTORIZE |  | Bulungan
SN89 | 0 | EGA | LBS |  | Bulungan
KB602 | 0375-16-216 | EGA | CBOM |  | Bulungan
SN90 | 9520330 | MERLIN GERIN | PMT |  | Bulungan
T75B | 3415.17.213 | EGA | LBS | 2017 | Menteng
T75B | 3487.17.213 | EGA | LBS | 2017 | Menteng
T75B | 0218.18.234 | EGA | CBO | 2017 | Menteng
D383 | - | SCHNEIDER | PMT |  | Menteng
K22 | K22 | ABB | LBS |  | Menteng
K22 | 0 | ABB | PMT |  | Menteng
K22 | 0 | ABB | PB |  | Menteng
K242 |  | FLUOKIT.M | PMT |  | Menteng
K242 | - | FLUOKIT.M | PT |  | Menteng
K242 |  | FLUOKIT.M | PMT |  | Menteng
K242 |  | FLUOKIT.M | PGDB |  | Menteng
K251 | K251 | EGA | PMT |  | Menteng
K251 | K251 | SCHNEIDER | PMT |  | Menteng
K251 | K251 | SCHNEIDER | CBO |  | Menteng
K238 |  | FLUOKIT-M | PB |  | Menteng
K238 |  | FLUOKIT-M | PMT |  | Menteng
K238 | K238 | EGA | PMT |  | Menteng
K16B |  | FLUOKIT-M | PMT |  | Menteng
K16B |  | FLUOKIT-M | PMT |  | Menteng
K16B |  | FLUOKIT-M | PMT |  | Menteng
K16B |  | FLUOKIT-M | PB |  | Menteng
T212 | T 212.1 | FLUOKIT.M | PMT |  | Menteng
T212 | T 212.2 | FLUOKIT.M | PMT |  | Menteng
T212 | T 212.3 | FLUOKIT.M | PT |  | Menteng
T212 | T 212.4 | FLUOKIT.M | PGDB |  | Menteng
T115 |  | KIT 25 | PMT |  | Menteng
T115 |  | KIT 25 | PMT |  | Menteng
T115 |  | KIT 25 | PB |  | Menteng
T115 |  | KIT 25 | PB |  | Menteng
T32 | T32 | SCHNEIDER | PMT |  | Menteng
T32 | T32 | SCHNEIDER | PMT |  | Menteng
T32 | T32 | SCHNEIDER | PB |  | Menteng
T68 |  | MG VM6 | PMT |  | Menteng
T68 |  | MG VM6 | PMT |  | Menteng
T68 |  | MG VM6 | PB |  | Menteng
T76B | T 76B.1 | FLUOKIT-M | PB |  | Menteng
T76B | T 76B.2 | SCHNEIDER | PMT |  | Menteng
T76B | T 76B.3 | FLUOKIT-M | PMT |  | Menteng
PK290 | - | EGA | LBS |  | Tanjung Priok
PK290 | - | MG SM 6 | PGC |  | Tanjung Priok
PK293 | - | SCHNEIDER SM6 | PB TRAFO |  | Tanjung Priok
PK157 | - | EGA | LBS |  | Tanjung Priok
PK289 | CI-2012-W29-4-0018 | SCHNEIDER SM6 | LBS |  | Tanjung Priok
PK109 | - | SM6 | LBS |  | Tanjung Priok
PK157 | - | EGA | LBS |  | Tanjung Priok
SD134 | CV-065144/012 | SIEMENS | LBS |  | Tanjung Priok
JW57 | 12.1369 | ABB | PB | 2012 | Pondok Gede
PK90B | - | KIT 25 | PB TRAFO |  | Tanjung Priok
PK294 | - | EGA | PB TRAFO |  | Tanjung Priok
TP22A | 4054 | FLOUKIT M | PB TRAFO |  | Tanjung Priok
SD142 | CV06.5089/031TH 1991 | SIEMENSCOMPAC | PB TRAFO | 1991 | Tanjung Priok
SD243 | - | SCHNEIDER RM6 | PB TRAFO |  | Tanjung Priok
SD14 | - | EGA | PB TRAFO |  | Tanjung Priok
KJ211 | KJ 211 - LBS | SCHNEIDER | LBS MOTORIZED |  | Kebon Jeruk
KJ211 | KJ 211 - LBS | FLOUKIT M | LBS |  | Kebon Jeruk
B386 | 19277 | GAE | PB |  | Bandengan
KG275 | - | MG SM6 | LBS |  | Tanjung Priok
PK42 | - | SCHNEIDER SM6 | LBS |  | Tanjung Priok
S129 | PB01 | EGA | PB |  | Menteng
D125 | - | EGA | PMT |  | Menteng
P21 | P 21.1 | SCHNEIDER | PGC / PB |  | Menteng
P21 | P 21.2 | EGA | PMT |  | Menteng
P21 | P 21.3 | EGA | PMT |  | Menteng
KG266 | RMU 1993/313 | F & G | LBS |  | Tanjung Priok
KG266 |  | F & G | PB |  | Tanjung Priok
KG269 | 4865 | FLUOKIT M | LBS |  | Tanjung Priok
KG269 | 723 | FLUOKIT M | LBS |  | Tanjung Priok
KG269 |  | FLUOKIT M | PB |  | Tanjung Priok
KG270 | - | EGA | LBS |  | Tanjung Priok
KG270 | - | EGA | LBS |  | Tanjung Priok
KG270 | - | EGA | PB |  | Tanjung Priok
KG270 | - | EGA | PB |  | Tanjung Priok
KG271 |  | SCHNEIDER SM6 | LBS |  | Tanjung Priok
KG271 |  | SCHNEIDER SM6 | LBS |  | Tanjung Priok
KG271 |  | SCHNEIDER SM6 | PGC |  | Tanjung Priok
KG272 | 1950 | FLUOKIT M | LBS |  | Tanjung Priok
KG272 | 2047 | FLUOKIT M | LBS |  | Tanjung Priok
KG272 | 1138 | FLUOKIT M | LBS |  | Tanjung Priok
KG272 |  | FLUOKIT M | PT |  | Tanjung Priok
KG272 |  | FLUOKIT M | PGDB |  | Tanjung Priok
KG272 |  | FLUOKIT M | B1 |  | Tanjung Priok
KG272 |  | FLUOKIT M | B1 |  | Tanjung Priok
KG274 | S9503473 | M G SM 6 | LBS |  | Tanjung Priok
KG274 | S9503505 | M G SM 6 | LBS |  | Tanjung Priok
KG274 |  | M G SM 6 | PB |  | Tanjung Priok
KG274 | - | SCHNEIDER SM6 | PGC |  | Tanjung Priok
PK294 | - | SCHNEIDER SM6 | LBS |  | Tanjung Priok
CP416 | C1-2013-W16-6-0002 | Scheneider | LBS | 2012 | Ciputat
CP416 | C1-2013-W16-4-0013 | Scheneider | LBS | 2012 | Ciputat
CP425 | 1951.13 BL | EGA | LBS | 2013 | Ciputat
PK47A | 1204271 | EGA | PB TRAFO |  | Tanjung Priok
PK47A | 27607/021/12/01/EG | GAE | LBS |  | Tanjung Priok
CP422 | 1757.13BI | EGA | LBS | 2013 | Ciputat
CP422 | 1760.13 BL | EGA | LBS | 2013 | Ciputat
CP422 | . | EGA | PB | 2013 | Ciputat
TD463 | 1940.13 BL | EGA | LBS | 2013 | Ciputat
KJ299 | KJ 299 - LBS | EGA | LBS |  | Kebon Jeruk
KJ302 | KJ 302 - PB | GAE | PB |  | Kebon Jeruk
KJ306 | KJ 306 - LBS | GAE | LBS |  | Kebon Jeruk
D341 | 131092 | ORMAZABAL | PMT | 2019 | Menteng
D341 | 1142.13.BF | ORMAZABAL | PB | 2019 | Menteng
MB39 | 0359.17.213 | EGA | LBS | 2017 | Bandengan
KJ269 | KJ 269 - LBS | SCHNEIDER | LBS |  | Kebon Jeruk
KJ269 | KJ 269 - LBS | FLOUKIT M | LBS |  | Kebon Jeruk
KG387 | 3744 | FLUOKIT M+ | PB |  | Tanjung Priok
KG387 | SM1036048CI | SCHNEIDER SM6 | PB 2 |  | Tanjung Priok
KG392 | - | EGA | LBS |  | Tanjung Priok
KG392 | - | EGA | LBS |  | Tanjung Priok
KG392 | - | EGA | PB |  | Tanjung Priok
KB383 | - | Schneider | CBO-JAR |  | Menteng
KB383 | 0015-21 | EGA | CBOM | 2021 | Menteng
KB383 | W29-1-0013 | Schneider | LBS | 2017 | Menteng
KB383 | 0182-21 | EGA | LBS | 2021 | Menteng
KB383 | 0181-21 | EGA | LBS | 2021 | Menteng
KB383 | 0397-20 | EGA | CBOM | 2020 | Menteng
MP76 | 9605773 | MERLIN GERIN | PT |  | Bulungan
MP78 | 0 | SCHNEIDER | CBO MOTORIZE |  | Bulungan
MP227 | 0 | EGA | LBS |  | Bulungan
MP78 | 0 | SCHNEIDER | CBO MOTORIZE |  | Bulungan
MP78 | 0 | SCHNEIDER | CBO MOTORIZE |  | Bulungan
MP80 | 9503212 | MERLIN GERIN | PMT |  | Bulungan
MP80 | 0 | SCHNEIDER | LBS MOTORIZE |  | Bulungan
MP80 | 0 | MERLIN GERLIN | PMT |  | Bulungan
MP80 | 0 | SCHNEIDER | PMT |  | Bulungan
MP80 | 95193272 | MERLIN GERIN | PGC |  | Bulungan
MP80 | 0 | MERLIN GERIN | PT |  | Bulungan
KB578 | 0273.14.209 | EGA | LBS |  | Bulungan
MP203 | C1-2014-W12-1-0016 | SCHNEIDER | LBS MOTORIZED |  | Bulungan
MP82 | 0 | FLOUKIT M | LBS MOTORIZE |  | Bulungan
MP82 | 0 | FLOUKIT M | LBS MOTORIZE |  | Bulungan
PP142 | 0 | SCHNEIDER | LBS MOTORIZE |  | Bulungan
MP82 | 0 | FLOUKIT M | LBS MOTORIZE |  | Bulungan
PP142 | 0 | SCHNEIDER | LBS |  | Bulungan
MP82 | 0 | SCHNEIDER | CBO |  | Bulungan
MP82 | 0 | ABB | LBS |  | Bulungan
MP82 | 0 | ABB | LBS |  | Bulungan
MP233 | 0 | EGA | PB |  | Bulungan
K251P | K 251P | GAE | PB | 2011 | Cempaka Putih
K252P | K 252P | EGA | PMT | 2011 | Cempaka Putih
K252P | K 252P | EGA | PMT | 2011 | Cempaka Putih
K252P | 24972/105/11/02/E6 | SCHNEIDER SM6 | PB | 2011 | Cempaka Putih
PS172 | RM 70P | EGA | PGC |  | Cempaka Putih
KM38 | SIN0934022CI | SCHNEIDER | PGC | 2009 | Jatinegara
DT42 | DT 42 | ABB | LBS-1 |  | Lenteng Agung
DT60 | CI-2019-W31-3-0078 | SCHNEIDER | CBOG-1 | 2019 | Lenteng Agung
DT73 | DT 73 | SCHENEIDER | LBS-1 |  | Lenteng Agung
DT73 | DT 73 | SCHENEIDER | LBS-2 |  | Lenteng Agung
DT73 | DT 73 | SCHENEIDER | PB-1 |  | Lenteng Agung
DT74 | CI-2016-W21-3-0011 | SCHNEIDER | LBS-1 | 2016 | Lenteng Agung
DT74 | CI-2017-W42-1-0002 | SCHNEIDER MR | LBS-2 | 2017 | Lenteng Agung
DT74 | 1717 | FLUOKIT M BIRU | PB-1 | 2008 | Lenteng Agung
MK267 | CI2018 W39-4-0062 | SCHNEIDER | LBS |  | Bandengan
MK441 | 20682/158/06/01/E6 | EGA | PB |  | Bandengan
CKG104 | 2047.13.BL | EGA | LBS | 2013 | Cengkareng
SD121 | 9309815 | MG VERCORS6 | LBS |  | Tanjung Priok
SD121 | 9319278 | MG VERCORS6 | METER |  | Tanjung Priok
GD19 | CV.735500.000050/005 | SIEMENS | LBS |  | Ciracas
SD121 | - | MG VERCORS6 | PGDB |  | Tanjung Priok
GD19 | CV.735500-000050/010 | SIEMENS | LBS |  | Ciracas
P29 | - | EGA | PB |  | Menteng
P29 | - | EGA | PMT |  | Menteng
P29 | - | EGA | PMT |  | Menteng
D161 | D161 | EGA | PB |  | Menteng
D161 | D161 | GAE | PGC |  | Menteng
D161 | D161 | GAE | PMT |  | Menteng
D161 | D161 | GAE | PMT |  | Menteng
D297 | D297 | SCHNEIDER | PMT |  | Menteng
D297 | D297 | SCHNEIDER | PMT |  | Menteng
D297 | D297 | SCHNEIDER | PMT |  | Menteng
D297 | D297 | SCHNEIDER | PGC |  | Menteng
KG398 | SM1123299CI | MG SM 6 | LBS |  | Tanjung Priok
KG398 | SM1127157CI | MG SM 6 | LBS |  | Tanjung Priok
KG398 |  | MG SM6 | PGC |  | Tanjung Priok
KG399 | - | SCHNEIDER SM6 | LBS |  | Tanjung Priok
KG399 | - | SCHNEIDER SM6 | LBS |  | Tanjung Priok
KG399 | - | SCHNEIDER SM6 | PB |  | Tanjung Priok
KG406 | - | SCHNEIDER SM6 | LBS |  | Tanjung Priok
KG406 | 14425 | EGA | LBS |  | Tanjung Priok
KG406 |  | FLOUKIT M | PB |  | Tanjung Priok
KG415 | - | SCHNEIDER SM6 | LBS |  | Tanjung Priok
MK352 | 4386 | FLUOKIT M24 | LBS |  | Bandengan
MK352 | S9501342 | MERLIN GERIN QM | PB |  | Bandengan
MK144 | CI-2016-W04-3-0040 | SCHENEIDER | PB | 2016 | Bandengan
MK127N | 10363 | ABB UNISWITCH SDC | LBS |  | Bandengan
MK127N | 10361 | ABB UNISWITCH SDC | LBS |  | Bandengan
MK127N | CI 2019-W21-4-0082 | SCHNEIDER | CBO |  | Bandengan
MK342 | 1993311 | F&G | PB |  | Bandengan
MK330 | 9223527 | EGA | LBS |  | Bandengan
MK330 | 9223161 | EGA | LBS |  | Bandengan
MK223 | 2565 | EGA | LBS 1 |  | Bandengan
PLTK | 4620 | UNINDO | PB | 2011 | Bandengan
MK377 | W47.2.0024 | SCHNEIDER | LBS |  | Bandengan
MK377 | 400 | EGA | PB |  | Bandengan
SD135 | 12.1301 | ABB UNISWITCH | PB TRAFO |  | Tanjung Priok
PK158 | - | SM6 | LBS |  | Tanjung Priok
PK158 | - | SM6 | LBS |  | Tanjung Priok
PK158 | - | EGA | PB TRAFO |  | Tanjung Priok
PK158 | 1268 | SM6 | PGDB |  | Tanjung Priok
PK158 | 746 | EGA | PB TRAFO |  | Tanjung Priok
MK363 | 6354 | FLUOKIT M24 | LBS |  | Bandengan
DB72 | CI 2017 W09-4-0008 | SCHNEIDER | LBS |  | Bandengan
DB72 | CI 2017 W21-3-0038 | SCHNEIDER | LBS |  | Bandengan
DB72 | 1707592 | EGA | PB |  | Bandengan
KDR79 | CI-2018-W32-2-0055 | SCHINEIDER | LBS MANUAL | 2018 | Cengkareng
KDR79 | 25616/106/11/02/E6 | GAE | PB | 2011 | Cengkareng
DB72 | 1608037 | EGA | PB |  | Bandengan
KB49N | KB 49N | GAE | LBS |  | Bulungan
DK47 | - | FLUOKIT M | PB |  | Cengkareng
PK237 | 20090046 | EGA | LBS |  | Tanjung Priok
KB517 | KB 517 | MERLIN GERLIN | LBS |  | Bulungan
KJ24 | KJ 24 - LBS | SCHNEIDER | LBS MANUAL |  | Kebon Jeruk
KJ45 | CSF63161 | ORMAZABAL | LBS | 2016 | Kebon Jeruk
KJ45 | CSF63154 | ORMAZABAL | LBS | 2016 | Kebon Jeruk
KJ45 | CSF61038 | ORMAZABAL | PB | 2016 | Kebon Jeruk
KJ44 | CSF63103 | ORMAZABAL | LBS | 2016 | Kebon Jeruk
SD214 | - | SCHNEIDER SM6 | LBS |  | Tanjung Priok
SD214 | 22706/032/10/02EG | EGA | PB TRAFO |  | Tanjung Priok
KB535 | KB 535 | SCHNEIDER | LBS |  | Bulungan
KB535 | KB 535 | SCHNEIDER | LBS |  | Bulungan
KB537 | KB 537 | SCHNEIDER | LBS |  | Bulungan
KB537 | KB 537 | SCHNEIDER | PGC |  | Bulungan
CKG37 | 3726.13BL | EGA | LBS MOT | 2013 | Cengkareng
PP24 | - | FLUOKIT M | PB |  | Bulungan
PP24A | SM1040162CI | SCHNEIDER | LBS MOTORIZE |  | Bulungan
GH0052 | - | SCHNEIDER SM6 | LBS |  | Ciracas
DB61 | LBS1-DB61 | SCHNEIDER | LBS |  | Bandengan
DB61 | LBS2-DB61 | SCHNEIDER | LBS |  | Bandengan
DB61 | PB-DB61 | SCHNEIDER | PB |  | Bandengan
DB38 | 12.640.2020 | ULUSOY | LBS |  | Bandengan
KJ316 | KJ 316 - PB | ABB | PB |  | Kebon Jeruk
MK414 | 20040039 | ABB UNISWITCH | LBS |  | Bandengan
T356 | - | EGA | LBS | 2017 | Menteng
T356 | - | EGA | PB | 2012 | Menteng
D331 | 32102 | SCHNEIDER | PMT | 2012 | Menteng
S138P | 65401 | EGA | PMT | 2013 | Menteng
S138P | 65402 | EGA | PMT | 2013 | Menteng
TT49P | 0056-21-214 | EGA | PB | 2021 | Menteng
CN31 | . | FLUOKIT M | LBS |  | Ciputat
CN31 | . | FLUOKIT M | LBS |  | Ciputat
CN31 | . | FLUOKIT M | PB |  | Ciputat
MP86 | 0 | MERLIN GERLIN | PGDB |  | Bulungan
MP87 | 0 | FLOUKIT M | PB |  | Bulungan
MP87 | 0 | FLOUKIT.M | PMT |  | Bulungan
MP87 | 0 | FLUOKIT.M | PMT |  | Bulungan
MP8N | 0 | FLOUMATIC | PMT |  | Bulungan
CP168 | 2389-19 | ULUSOY | LBS | 2019 | Ciputat
TD432 | C1-2015-W38-1-0042 | SCHNEIDER | LBS CBO | 2015 | Ciputat
PS46 | PS 46- PS 26 | SCHNEIDER SM 6 | PMT |  | Cempaka Putih
PS46 | PS 46- PB | SCHNEIDER SM 6 | PB |  | Cempaka Putih
PS161P | 24925/105/11/01/E6 | DRAIN VALVE | PMT | 2011 | Cempaka Putih
PS73 | PS 73 - PS 58 | SCHNEIDER SM6 | PMT |  | Cempaka Putih
PS73 | PS 73 - CBOM | SCHNEIDER SM6 | PGC |  | Cempaka Putih
PS35 | PS 35 - PS 97 | ABB SAFEPLUS | PMT |  | Cempaka Putih
PS35 | PS 35 - GH 18 | ABB SAFEPLUS | PMT |  | Cempaka Putih
PS35 | PS 35 - PB | ABB SAFEPLUS | PB |  | Cempaka Putih
PB46 | 20032131780001 | ABB SAFEPLUS | LBS MOTORIZE | 2003 | Pondok Kopi
PS38 | ps 38 - ps 45 | SCHNEIDER SM6 | PMT |  | Cempaka Putih
PS38 | ps 38 - ps 35 | SCHNEIDER SM6 | PB |  | Cempaka Putih
PS38 | PS 38 - PB | SCHNEIDER SM6 | PMT |  | Cempaka Putih
PS45 | PS 45 - PB | SCHNEIDER SM6 | PB | 2011 | Cempaka Putih
T95 | - | Schneider | LBS |  | Menteng
T95 | - | Schneider | LBS |  | Menteng
T95 | - | Schneider | PB |  | Menteng
T162 | T162 | FLUOKIT M | PMT |  | Menteng
T162 | T162 | FLUOKIT M | PMT |  | Menteng
T162 | T162 | FLUOKIT M | PT |  | Menteng
BN2 | - | ULUSOY | CBOM | 2020 | Menteng
T162 | T162 | KIT 27,2 | B1 |  | Menteng
T137 | 123 | EGA | PB |  | Menteng
T137 | 123 | SCHNEIDER | LBS |  | Menteng
T137 | 123 | SCHNEIDER | LBS |  | Menteng
T219 |  | FLUOKIT-M | B1 |  | Menteng
CKG66 | 24766/104/11/02/E6 | GAE | PB | 2011 | Cengkareng
CKG70 | CI-2019-W38-5-0045 | SCHINEIDER | PB | 2019 | Cengkareng
PP24A | SM1040180CI | SCHNEIDER | LBS MOTORIZE |  | Bulungan
PP25 | IVZN230997M0032 | ABB | LBS |  | Bulungan
PP25 | 0 | FLUOKIT M | PB |  | Bulungan
PP25 | 0 | FLUOKIT M | PB |  | Bulungan
PP25 | IVZN231408M0003 | ABB | LBS |  | Bulungan
PP26 | 0 | FLOUMATIC | PB |  | Bulungan
PP26 | 0 | FLOUMATIC | LBS |  | Bulungan
PP26 | 0 | FLOUMATIC | LBS |  | Bulungan
PP26 | 0 | KIT 25 | PB |  | Bulungan
PP3 | - | SCHNEIDER | LBS MOTORIZE |  | Bulungan
T24 | 0 | SCHNEIDER | PB |  | Menteng
T24 | 0 | SCHNEIDER | PMT |  | Menteng
TT23 | 2019CSF63049 | ORMAZABAL | LBS MOT FULLY | 2019 | Menteng
GH0145 | - | MG VERCOR | PMT |  | Menteng
T24 | 1 | SCHNEIDER | PMT |  | Menteng
T317 | 10471 | FLOUKIT.M | PMT | 2007 | Menteng
T317 | 10470 | FLOUKIT.M | PMT | 2007 | Menteng
T317 |  | FLOUKIT.M | PGC |  | Menteng
T330 | 2303-19 | ULUSOY | PMT | 2019 | Menteng
T330 |  | FLUOKIT-M | PGC |  | Menteng
T330 |  | FLUOKIT-M | PMT |  | Menteng
T315 | 0 | EGA | PMT |  | Menteng
T315 | 0 | EGA | PMT |  | Menteng
T315 | 0 | EGA | PGC |  | Menteng
T313 | - | SCHNEIDER | LBS |  | Menteng
T313 | - | SCHNEIDER | LBS |  | Menteng
T313 | - | SCHNEIDER | LBS |  | Menteng
T320 |  | FLOUKIT.M | PMT |  | Menteng
T320 |  | FLOUKIT.M | PGC |  | Menteng
T320 |  | FLOUKIT.M | PMT |  | Menteng
T61 |  | F & G | PMT |  | Menteng
T61 |  | F & G | PMT |  | Menteng
T61 |  | F & G | PB |  | Menteng
T236 |  | MG VERCORS | PMT |  | Menteng
T236 |  | MG VERCORS | PMT |  | Menteng
T18 |  | MERLIN GERIN | PB1 |  | Menteng
T166 | 0 | FLUOKIT-M | PMT | 1997 | Menteng
T166 | 0 | FLUOKIT-M | PGDB | 1995 | Menteng
T166 | 0 | FLUOKIT-M | PT | 1997 | Menteng
T18D |  | FLUOKIT-M | PMT |  | Menteng
K240 |  | FLUKIT M | PMT |  | Menteng
K240 |  | FLUKIT M | PT |  | Menteng
K240 |  | FLUKIT M | PGDB |  | Menteng
K258 |  | MG | PMT |  | Menteng
S118 | 0 | MG SM6 | B1 |  | Menteng
S118 | 0 | MG SM6 | PGDB |  | Menteng
S118 |  | MG SM6 | PMT |  | Menteng
S118 |  | MG SM6 | PMT |  | Menteng
P77 |  | FLUOKIT.M | PMT |  | Menteng
P77 | - | FLUOKIT.M | PGC |  | Menteng
P77 |  | FLUOKIT.M | PMT |  | Menteng
P46 | 0055-21 | EGA | PB2 | 2021 | Menteng
P46 | 0057-21 | EGA | PB1 | 2021 | Menteng
P46 | 0060-21 | EGA | LBS | 2021 | Menteng
P46 | 0048-21 | EGA | LBS | 2021 | Menteng
P82 | W48-1-0024 | SCHNEIDER | PMT | 2016 | Menteng
P82 | W59-3-0061 | SCHNEIDER | PMT | 2019 | Menteng
P82 | W38-2-0080 | SCHNEIDER | CBO | 2019 | Menteng
P66 | - | EGA | PB | 2021 | Menteng
KG289 |  | FLUOKIT M | LBS |  | Tanjung Priok
KG289 |  | FLUOKIT M | PB |  | Tanjung Priok
KG289 |  | GAE | PB |  | Tanjung Priok
KG290 | - | ABB | LBS |  | Tanjung Priok
KG290 | - | EGA | LBS |  | Tanjung Priok
KG290 |  | MG SM 6 | PB |  | Tanjung Priok
MP8N | 0 | FLOUMATIC | PMT |  | Bulungan
MP8N | 0 | FLOUMATIC | PB |  | Bulungan
MP9 | MP 9 | EGA | PMT |  | Bulungan
MP9 | MP 9 | EGA | PMT |  | Bulungan
MP9 | MP 9 | EGA | PB |  | Bulungan
MP91 | 5903 | FLUOKIT.M | PMT |  | Bulungan
MP91 | 740 | FLUOKIT.M | PMT |  | Bulungan
MP91 | 0 | FLUOKIT.M | PT |  | Bulungan
MP207 | 0256-14-209 | EGA | LBS | 2014 | Bulungan
MP91 | 496 | FLUOKIT.M | PGDB |  | Bulungan
KB282 | 0 | KIT 25 | METERING |  | Bulungan
KB75A | 0 | SCHNEIDER | CBO |  | Bulungan
MP211 | 0025.15.211 | EGA | PB | 2014 | Bulungan
MP94 | 0 | EGA | LBS MOTORIZE |  | Bulungan
PP133 | 0 | GAE | LBS MOTORIZE |  | Bulungan
MP94 | 0 | EGA | PGC |  | Bulungan
MP94 | 0 | EGA | CBOG |  | Bulungan
MP94 | 0 | EGA | PB |  | Bulungan
MP95 | 0 | FLUOKIT M | PMT |  | Bulungan
MP95 | 0 | FLUOKIT M | PB |  | Bulungan
MP95 | 0 | FLUOKIT M | PMT |  | Bulungan
MP97 | 579 | FLOUKIT.M | PGC | 1995 | Bulungan
MP97 | 0 | FLUOKIT M | LBS |  | Bulungan
MP97 | 0 | FLUOKIT M | LBS | 2000 | Bulungan
MP97 | 1972 | FLOUKIT.M | PT | 1996 | Bulungan
MP98 | 0 | FLUOKIT M | PT | 1996 | Bulungan
MP98 | SM0000754 | MERLIN GERIN | LBS |  | Bulungan
MP98 | 9538196L | MERLIN GERIN | PGC |  | Bulungan
MP98 | SM0000754 | MERLIN GERIN | IEC298 |  | Bulungan
KB534 | 0 | SCHNEIDER | PGC |  | Bulungan
MP207 | 0248-14-209 | EGA | LBS | 2014 | Bulungan
SN37 | 0 | SCHNEIDER | LBS |  | Bulungan
PM107 | 0 | ABB | PMT |  | Bulungan
PM107 | 0 | EGA | PMT |  | Bulungan
PM158 | 0 | EGA | LBS MOTORIZE |  | Bulungan
PM158 | 0 | SCHNEIDER | PB |  | Bulungan
PM158S | 0 | SCHNEIDER | PMT |  | Bulungan
PM158S | 0 | SCHNEIDER | PMT |  | Bulungan
PM158S | 0 | EGA | PB |  | Bulungan
SN26 | 0 | KIT 25 | PB |  | Bulungan
SN26 | 0 | KIT 25 | PMT |  | Bulungan
SN27 | 0 | FLUOMATIC | PMT |  | Bulungan
SN27 | 0 | FLUOMATIC | PMT |  | Bulungan
SN27 | 0 | KIT 27.2 | B1 |  | Bulungan
SN27 | 0 | KIT 27.2 | PGDB |  | Bulungan
SN27 | 0 | KIT 27.2 | PT |  | Bulungan
SN28 | 0 | SCHNEIDER | CBO MOTORIZE |  | Bulungan
SN28 | 0 | SCHNEIDER | CBO MOTORIZE |  | Bulungan
MP212 | 0 | SCHNEIDER | LBS |  | Bulungan
MP82 | 0 | GAE | LBS |  | Bulungan
SN28 | 0 | SCHNEIDER | LBS MOTORIZE |  | Bulungan
SN29 | 479 | FLUOKIT M | PB |  | Bulungan
SN29 | 0 | FLUOKIT M | LBS |  | Bulungan
SN29 | 0 | FLUOKIT M | LBS |  | Bulungan
SN29 | 0 | FLUOKIT M | PB |  | Bulungan
SN29 | 0 | FLUOKIT M | LBS |  | Bulungan
SN32 | 0 | SCHNEIDER | LBS MOTORIZE |  | Bulungan
SN32 | 0 | SCHNEIDER | PB |  | Bulungan
SN32 | 0 | SCHNEIDER | PB2 |  | Bulungan
SN32 | 0 | SCHNEIDER | LBS |  | Bulungan
KB601 | C1-2016-W33-2-0051 | SCHNEIDER | CBOG |  | Bulungan
SN33 | 0 | EGA | LBS | 2016 | Bulungan
SN33 | 0 | EGA | LBS | 2016 | Bulungan
SN33 | 0 | EGA | PB | 2016 | Bulungan
SN37 | 0 | EGA | LBS |  | Bulungan
SN37 | 0 | EGA | LBS |  | Bulungan
SN37 | 0 | EGA | LBS |  | Bulungan
SN37 | 0 | SCHNEIDER | CBO |  | Bulungan
SN37 | 0 | SCHNEIDER | LBS |  | Bulungan
SN38 | 0 | EGA | LBS |  | Bulungan
SN38 | 0 | EGA | LBS |  | Bulungan
SN38 | 0 | EGA | CBO |  | Bulungan
PK178 | 902 | FLOUKIT M 24 | PGDB |  | Tanjung Priok
PK178 | 2611 | FLOUKIT M 24 | LBS |  | Tanjung Priok
KG154 | SM 1033091CI | SCHNEIDER SM6 | LBS |  | Tanjung Priok
KG154 | SM 1043647CI | SCHNEIDER SM6 | LBS |  | Tanjung Priok
SP36 | 0(sp 36) | KIT 25 | PB |  | Kebon Jeruk
SN72 | 0 | SIEMENS | PGC |  | Menteng
SN72 | 0 | SCHNEIDER | PMT |  | Menteng
SN30 | 0 | EGA | PMT |  | Menteng
SN30 | 0 | EGA | PMT |  | Menteng
SN30 | 0 | EGA | PMT |  | Menteng
SN30 | - | EGA | PMT |  | Menteng
SN30 | 0 | FLUOKIT | PMT |  | Menteng
SN30 | 0 | FLOUKIT-M | PMT |  | Menteng
SN30 | - | SCHNEIDER | PMT |  | Menteng
SN30 | - | SCHNEIDER | PMT |  | Menteng
SN30 | - | Ulusoy | PGC |  | Menteng
KB33N | 0 | SCHNEIDER | PMT |  | Menteng
KB33N | 0 | SCHNEIDER | PB |  | Menteng
KB33N | 0 | SCHNEIDER | PMT |  | Menteng
KB79 | 0 | MERLIN GERIN | PMT |  | Menteng
KB79 | 0 | MERLIN GERIN | PB |  | Menteng
KB79 | 0 | MERLIN GERIN | PB |  | Menteng
KB79 | 0 | MERLIN GERIN | PMT |  | Menteng
KB79A | 31-2-0013 | SCHNEIDER | PMT | 2019 | Menteng
KB79A | - | SCHNEIDER | PMT | 2019 | Menteng
KB79C |  | KIT 27.2 | PMT |  | Menteng
KB79C |  | KIT 27.2 | PB |  | Menteng
KB79C |  | KIT 27.2 | PMT |  | Menteng
KB34 | 131813BL | EGA | LBS | 2013 | Menteng
KB34 | 325413BL | EGA | LBS | 2013 | Menteng
KB34 | 233613BL | EGA | LBS | 2013 | Menteng
KB32A |  | KIT-25 | PMT |  | Menteng
KB32A |  | KIT-25 | PMT |  | Menteng
S47 | . | KIT-25 | PB |  | Menteng
S47 | . | KIT-25 | PT |  | Menteng
S47 |  | KIT-25 | PGDB |  | Menteng
S47 | . | KIT-25 | PMT |  | Menteng
S63 | W38-4-0012 | Schneider | PB | 2019 | Menteng
S63 | 0512-20 | EGA | LBS | 2020 | Menteng
S63 | 0010-21 | EGA | CBOM | 2021 | Menteng
S17C | S 17C | SCHNEIDER | PMT |  | Menteng
S17C | S 17C | EGA | PMT |  | Menteng
S17C | S 17C | EGA | PB |  | Menteng
S17D | S17D | EGA | PMT |  | Menteng
S17D | S17D | EGA | PMT |  | Menteng
S17D | S17D | EGA | PB |  | Menteng
S65 |  | FLUOMATIC | PMT |  | Menteng
S65 |  | FLUOMATIC | PMT |  | Menteng
S65 | - | ABB | PGDB | 2000 | Menteng
S65 |  | FLUOKIT.M | PT |  | Menteng
S65 | S65 | FLUOKIT.M | B1 | 1996 | Menteng
S14E | 1514.13BF | EGA | PB | 2018 | Menteng
S14E | 3246.13.B2 | EGA | LBS | 2018 | Menteng
S14E | 1889.13.BL | EGA | LBS | 2018 | Menteng
S14E | 1137.13.BF | EGA | PB | 2018 | Menteng
P85 | 0901.18.212 | EGA | LBS | 2018 | Menteng
P85 | 1876.18.213 | EGA | LBS | 2018 | Menteng
P85 | 1846.18.213 | EGA | LBS | 2018 | Menteng
P85 | W34-5-0.033 | SCHNEIDER | LBS | 2018 | Menteng
P94P | CI-2012-W48-4-0002 | SCHNEIDER SM6 | PMT | 2012 | Menteng
P94P | CI-2012-W35-W35-2-00 | SCHNEIDER SM6 | PMT | 2012 | Menteng
P94P | 12.1598 | ABB | PB | 2012 | Menteng
D195 | D195 | SCHNEIDER | PB2 |  | Menteng
D195 | D195 | SCHNEIDER | PB |  | Menteng
D195 | D195 | SCHNEIDER | PMT |  | Menteng
D195 | D195 | SCHNEIDER | CBO |  | Menteng
D195 | D195 | EGA | PGC |  | Menteng
D217 |  | MG KUNING | PMT |  | Menteng
D217 |  | MG KUNING | B1 |  | Menteng
D217 |  | MG KUNING | PGDB |  | Menteng
D217 |  | MG KUNING | PMT |  | Menteng
D217 |  | MG KUNING | PT |  | Menteng
GL1 | - | SM 6 MG | PMT |  | Menteng
GL1 | - | SM 6 MG | PMT |  | Menteng
D168N | D 168 | SCHNEIDER | PMT |  | Menteng
PK109 | - | SM6 | LBS |  | Tanjung Priok
KN62 | 0 | SCHNEIDER | PMT |  | Menteng
KN16 |  | FLUOKIT.M | PMT |  | Menteng
KN16 |  | FLUOKIT.M | PMT |  | Menteng
KN16 |  | FLUOKIT.M | PB |  | Menteng
KN16 |  | FLUOKIT.M | PGDB |  | Menteng
MG36 | 0 | SIEMENS | PMT |  | Menteng
MG36 | 0 | SIEMENS | PMT |  | Menteng
MG36 | 0 | SIEMENS | PGC |  | Menteng
K255P | K 255P | GAE | PMT |  | Cempaka Putih
K255P | K 255P | GAE | PB | 2013 | Cempaka Putih
KB221 | KB 221 12974 | ABB | LBS MOTORIZED |  | Bulungan
E335P | E335P-3 | SCHEINEDER | PB TRAFO | 2011 | Kramat Jati
KB245 | KB 245 201.12 | EGA | PB |  | Bulungan
KB245 | KB 245 198.12 | EGA | PB |  | Bulungan
KB245 | 1209.21.213 | EGA | LBS MOTORIZED | 2021 | Bulungan
KB245 | 1209.21.213 | EGA | LBS MOTORIZED | 2021 | Bulungan
DT8 | 133312212 th.2017 | EGA | LBS-1 |  | Lenteng Agung
DT8 | DT 8 | EGA | LBS-2 |  | Lenteng Agung
DT8 | DT 8 | EGA | CBOG-1 |  | Lenteng Agung
DT81 | CI-2018-W19-4-0002 | SCHENEIDER | LBS-2 | 2018 | Lenteng Agung
DT81 | DT 81 | EGA | PB-1 |  | Lenteng Agung
DT83 | T73006249246-000800/008 | SIEMENS | LBS-1 | 2019 | Lenteng Agung
DT83 | T73007348413-00500/005 | SIEMENS | LBS-2 | 2021 | Lenteng Agung
DT83 | T73007348413-01300/013 | SIEMENS | PB-1 | 2021 | Lenteng Agung
DT84 | DT 84 | GAE | LBS-1 |  | Lenteng Agung
DT84 | DT 84 | SCHNEIDER | LBS-2 |  | Lenteng Agung
DT87 | DT 87 | GAE | LBS-1 |  | Lenteng Agung
DT87 | DT 87 | GAE | LBS-2 |  | Lenteng Agung
DT87 | DT 87 | GAE | PB-1 |  | Lenteng Agung
KB1N | KB 1N 212.12 | EGA | PB |  | Bulungan
KB1N | KB 1N 28179 | GAE | LBS MOTORIZED |  | Bulungan
TP58A | TP 58A | SCHNEIDER SM6 | PB |  | Cempaka Putih
PG145 | PG145 | SM 6 | PGC |  | Cempaka Putih
PG28 | PG 28 | GAE | PMT |  | Cempaka Putih
PG28 | PG 28 | GAE | PB |  | Cempaka Putih
DT37 | CI-2019-W28-2-0023 MOT | SCHNEIDER | LBS-1 | 2019 | Lenteng Agung
DT37 | CI-2019-W26-2-0014 MOT | SCHNEIDER | LBS-2 | 2019 | Lenteng Agung
DT37 | CI-2019-W28-3-0072 | SCHNEIDER | PB-1 | 2019 | Lenteng Agung
A150 | A 150-02 | SCHNEIDER SM6 | LBS |  | Bandengan
PP125 | PP 125 | SCHNEIDER | LBS MOTORIZE |  | Bulungan
PP130 | PP 130 | ABB | LBS MOTORIZE |  | Bulungan
BDU5P | BDU 5P-01 | EGA | LBS 1 |  | Bandengan
BDU5P | BDU 5P-03 | EGA | PB |  | Bandengan
B266 | B 266-01 | MG SM 6 | LBS 1 |  | Bandengan
B78A | B 78A-03 | EGA | PB | 2017 | Bandengan
B78A | B 78A-04 | EGA | PB | 2017 | Bandengan
SP231 | SP 231 - LBS | FLOUKIT M | PB |  | Kebon Jeruk
SD216 | 22333/032/10/01/EG | GAE | LBS |  | Tanjung Priok
KG325 | 19011 | SCHNEIDER SM6 | LBS |  | Tanjung Priok
TD464 | C1.2013.W 40 1.0006 | SNEIDER | CBOG | 2013 | Ciputat
KG34 | 22558/032/10/01/EG | GAE | LBS |  | Tanjung Priok
KG34 | 22396/032/10/01/FG | EGA | LBS |  | Tanjung Priok
KG34 | 22729/032/10/01/EG | GAE | PB TRAFO |  | Tanjung Priok
KG34 | 22696/032/10/02/EG | GAE | PB TRAFO |  | Tanjung Priok
PK66 | - | FM | LBS |  | Tanjung Priok
PK66 | - | FM | LBS |  | Tanjung Priok
PK66 | - | FM | PB TRAFO |  | Tanjung Priok
GD324 | SM.1342065.CI | SCHNEIDER SM6 | PB |  | Ciracas
KG41 | 22615/032/10/01/EG | GAE | LBS |  | Tanjung Priok
B381 | 1VZN231298M0108 | ABB UNISWITCH | LBS |  | Bandengan
B220N | 51Z1108528 | SCHENEIDER | PGC |  | Bandengan
PK199 | 1422 | FLUOKIT M 24 | PGDB |  | Tanjung Priok
SP11D | 1691.17.212_SP11D | EGA | LBS | 2017 | Kebon Jeruk
SP11D | SP11D-PB | EGA | LBS | 2015 | Kebon Jeruk
GD337 | CI.2019.W39.3.0017 | SCHNEIDER SM6 | PB | 2019 | Ciracas
B220N | 3942 | FLOUKIT M BIRU | PB |  | Bandengan
B220N | B 220N-02 | EGA | LBS MOTORIZE |  | Bandengan
B78E | B 78E-01 | EGA | LBS |  | Bandengan
B78E | B 78E-02 | SCHNEIDER SM6 | LBS MOTORIZE |  | Bandengan
B78N | B 78N-02 | SIEMENS | LBS |  | Bandengan
B78N | B 78N-03 | SIEMENS | PB |  | Bandengan
KJ28 | KJ 28 - LBS | MG. SM6 | LBS |  | Kebon Jeruk
TD461 | . | SNEIDER | CBOM | 2013 | Ciputat
KJ28 | KJ 28 - LBS | MG. SM6 | LBS |  | Kebon Jeruk
B78J | B 78J-01 | SCHNEIDER SM6 | LBS MOTORIZE |  | Bandengan
B78J | B 78J-02 | SCHNEIDER SM6 | LBS MANUAL |  | Bandengan
B78J | B 78J-03 | SCHNEIDER SM6 | PB |  | Bandengan
KJ30 | KJ 30 - PB | EGA | LBS |  | Kebon Jeruk
PK42 | - | EGA | LBS |  | Tanjung Priok
PK250 | - | EGA | LBS |  | Tanjung Priok
TD460 | IEC / 602271/100 | SNEIDER | PB | 2012 | Ciputat
TD298 | 988 | UNINDO | B1 | 1992 | Ciputat
KB569 | KB 569 W44.1.0020 | SCHNEIDER | CBOM | 2012 | Bulungan
TD362 |  |  |  |  | Ciputat
TD191 |  |  |  |  | Ciputat
CN9 |  |  |  |  | Ciputat
DB90 | 1124060C1 | SCHNEIDER SM6 | LBS |  | Bandengan
DB90 | SM1124625CI | SCHNEIDER SM6 | LBS |  | Bandengan
DB90 | SM1127106CI | SCHNEIDER DM1 | PGC |  | Bandengan
PK42 | - | SCHNEIDER SM6 | PB TRAFO |  | Tanjung Priok
SD27 | - | EGA | LBS |  | Tanjung Priok
SD27 | - | SCHNEIDER | LBS MOTORIZE |  | Tanjung Priok
T375P | 29637 | EGA | PMT | 2013 | Menteng
T375P | 29625 | EGA | PMT | 2013 | Menteng
T375P | 29642 | GAE | PB | 2013 | Menteng
KN97P | 0 | SCHNEIDER | PMT |  | Menteng
KN86 | - | ULUSOY | CBO-JAR |  | Menteng
KJ211 | KJ 211 - PB | FLOUKIT M | PB |  | Kebon Jeruk
KL69 | KL 69 - LBS | FLOUKIT M | LBS |  | Kebon Jeruk
CP425 | . | EGA | PB | 2013 | Ciputat
PK47A | SM9606281 | MG SM6 | LBS |  | Tanjung Priok
TD463 | 1944.13 BI | EGA | LBS | 2013 | Ciputat
T55A | 62401 | SCHNEIDER | PMT |  | Menteng
T55A | 62402 | SCHNEIDER | PMT |  | Menteng
TD463 | 83213BF | EGA | PB | 2013 | Ciputat
T55A | 62403 | SCHNEIDER | PB |  | Menteng
CP423 | 13.0407 | ABB | LBS | 2013 | Ciputat
TD462 | 13.0379 | ABB | LBS | 2013 | Ciputat
TD462 | 13.0346 | ABB | PB | 2013 | Ciputat
KJ161P | KJ161P-LBS2 | SIEMENS | LBS |  | Kebon Jeruk
KG60N | 8125 | GAE | LBS |  | Tanjung Priok
KG60N | - | GAE | PB TRAFO |  | Tanjung Priok
KJ181P | KJ 181P - LBS | SIEMENS | LBS |  | Kebon Jeruk
KJ181P | KJ 181P - LBS | SIEMENS | LBS |  | Kebon Jeruk
T343P | 2102103 | EGA | PB | 2014 | Menteng
SD116 | - | SCHNEIDER SM6 | LBS |  | Tanjung Priok
SD116 | - | SCHNEIDER SM6 | CBO |  | Tanjung Priok
SD68 | - | SCHNEIDER | LBS |  | Tanjung Priok
SD68 | - | SCHNEIDER | CBOM |  | Tanjung Priok
KG50 | 5732 | SCHNEIDER SM6 | LBS |  | Tanjung Priok
SD82 | SD82-PB2 | EGA | TP/PB TRAFO |  | Tanjung Priok
SD215 | SD215-1 | GAE | LBS |  | Tanjung Priok
SD23 | SD23-2 | SIEMENS | LBS |  | Tanjung Priok
KJ213 | KJ 213 - LBS RMU | GAE | RMU |  | Kebon Jeruk
SD122 | CV06-5142/014 | SIEMENS | LBS |  | Tanjung Priok
SD44 | SD44-1 | GAE | LBS |  | Tanjung Priok
KJ217 | KJ217-LBS PGC | SCHNEIDER | LBS |  | Kebon Jeruk
KG390 | KG390-1 | ABB SAFEPLUS | LBS |  | Tanjung Priok
KG390 | KG390-2 | ABB SAFEPLUS | LBS |  | Tanjung Priok
KG268 | KG268-2 | FLOUKIT M | LBS |  | Tanjung Priok
KG268 | KG268-B1-1 | FLOUKIT M | B1 |  | Tanjung Priok
KJ227 | KJ 227 - LBS | FLUOKIT M | LBS |  | Kebon Jeruk
KJ227 | KJ 227 - LBS | FLUOKIT M | LBS |  | Kebon Jeruk
SD32 | SD32-1 | EGA | LBS |  | Tanjung Priok
SD32 | SD32-2 | EGA | LBS |  | Tanjung Priok
SD80 | - | SCHNEIDER | LBS |  | Tanjung Priok
SD38 | SD38-2 | FLUOMATIC | LBS |  | Tanjung Priok
SD38 | SD38-PT1 | FLUOMATIC | PT |  | Tanjung Priok
SD38 | SD38-PB1 | FLUOMATIC | TP/PB TRAFO |  | Tanjung Priok
KL167 | KL 167 - PB | FLUOKIT M | LBS |  | Kebon Jeruk
CP56 | . | EGA | PB | 2017 | Ciputat
SP231 | SP 231 - LBS | FLOUKIT M | PT |  | Kebon Jeruk
SP231 | SP 231 - PB | FLUOKIT M | PGDB |  | Kebon Jeruk
SP233 | SP 233 - CBO PENYULANG | SCHNEIDER | CBO PENYULANG | 2017 | Kebon Jeruk
SP38 | SP 38 - LBS | EGA | PB |  | Kebon Jeruk
SP97A | 0653.17.214 | EGA | PB | 2017 | Kebon Jeruk
PG427 | CI-2013-W15-3-0028 | SM 6 | PGC | 2013 | Cempaka Putih
PM71 | 1040.13.BF | EGA | PB TRAFO | 2013 | Jatinegara
BTC29 | 14175 | UNINDO | LBS | 2011 | Cengkareng
CKG106 | 13.1077 | ABB | LBS | 2013 | Cengkareng
B233 | 1774.16.213/2016 | EGA | PB 2 | 2016 | Bandengan
MP142 | MP 142 | SCHNEIDER | CBO MOTORIZE |  | Bulungan
KDR26 | 12299 | FLUOKIT M | LBS | 2009 | Cengkareng
KDR26 | 12298 | FLUOKIT M | LBS | 2009 | Cengkareng
CN94 | C1.2014-W09-4-0037 | SCHENEIDER | LBS MOTORIZE | 2014 | Ciputat
KDR75 | 100610 | MG SM6 | PGDB |  | Cengkareng
E294 | E294-PB-COMPACT | EGA | PB | 2016 | Kramat Jati
KDR60 | - | ABB UNI SWITCH | LBS |  | Cengkareng
KDR61 | C1-2018-W29-1-0014 | SCHNEIDER | LBS MOTORIZE | 2018 | Cengkareng
KDR62 | 14508 | FLUOKIT | LBS | 2011 | Cengkareng
KDR62 | 146.12.BF | EGA | PB2 | 2012 | Cengkareng
B188 | B 188-02 | F & G | LBS 2 |  | Bandengan
B188 | B 188-03 | F & G | PB |  | Bandengan
B349 | B 349-01 | MG SM 6 | LBS 1 |  | Bandengan
B349 | B 349-04 | MG SM 6 | BI |  | Bandengan
E33 | E33-LBS-C1-10283 | SM6-SCHNEIDER | LBS | 2012 | Kramat Jati
B258 | B 258-01 | ABB BC-5 | PB 1 |  | Bandengan
E53 | E53-LBS-E343 | ORMAZABAL | LBS (MOTORIZE) | 2012 | Kramat Jati
E53 | E53-LBS-E33 | ORMAZABAL | LBS (MOTORIZE) | 2012 | Kramat Jati
E53 | E53-BAKBN | ORMAZABAL | CBOG | 2012 | Kramat Jati
MP145 | MP 145 | FLUOKIT M | LBS |  | Bulungan
MP145 | MP 145 | FLUOKIT M | PGC |  | Bulungan
MP145 | MP 145 | FLUOKIT M | PGC |  | Bulungan
MP145 | MP 145 | FLUOKIT M | PGC |  | Bulungan
TG20 | 1499.18.214 | EGA | PB | 2018 | Menteng
TD188 | . | MERLIN GERIN | LBS |  | Ciputat
TD188 | . | MERLIN GERIN | LBS |  | Ciputat
TD188 | . | MERLIN GERIN | PB |  | Ciputat
TD299 | 871 | FLUOKIT M | LBS |  | Ciputat
TD299 | 872 | FLUOKIT M | LBS |  | Ciputat
KDR112P | CI-2019-W31-5-1401 | SCHINEIDER | LBS | 2019 | Cengkareng
KDR112P | CI-2019-W31-5-1401 | SCHINEIDER | PB | 2019 | Cengkareng
CP113 | . | MERLIN GERIN | PB |  | Ciputat
CP113 | . | MERLIN GERIN | CBOM |  | Ciputat
PD75P | 5016702941021010 | ABB | LBS (MOTORIZE) | 2016 | Kramat Jati
B35A | B 35A-01 | FLUMATIC | PB1 |  | Bandengan
B35A | B 35A-02 | FLUKIT-M | LBS |  | Bandengan
KDR91 | 24582/2012 | GAE | PB | 2012 | Cengkareng
PD75P | 5016702941001000 | ABB | PB | 2016 | Kramat Jati
SN106 | 0 | SIEMENS | LBS |  | Bulungan
A92 | A 92-02 | EGA | PB2 |  | Bandengan
SD70 | 752 | FLOUKIT M 24 | PB TRAFO |  | Tanjung Priok
KG263 | 920 | FLOUKIT M | LBS |  | Tanjung Priok
B321P | B 321P-03 | ORMAZABAL | PB |  | Bandengan
B321P | B 321P-01 | ORMAZABAL | LBS |  | Bandengan
BK168 | 24591/104/11/02/E6 | GAE GSF | PB TRAFO 2 | 2010 | Marunda
BK168 | 22721/032/10/02/E6 | GAE GSF | PB TRAFO 3 | 2010 | Marunda
CB102P | 131252 | ABB | LBS | 2013 | Ciracas
CB102P | 131395 | ABB | PB | 2013 | Ciracas
KJ48 | KJ 48 - LBS | FLUOKIT | LBS |  | Kebon Jeruk
KJ48 | KJ 48 - LBS | FLUOKIT | LBS |  | Kebon Jeruk
KJ48 | KJ 48 - PB | FLOUKIT M | LBS |  | Kebon Jeruk
KN86 | - | SCHNEIDER | LBS |  | Menteng
KN86 |  | SCHNEIDER | PGC |  | Menteng
KB337 | 0 | EGA | PMT | 2017 | Menteng
KB337 | 0 | EGA | PMT | 2017 | Menteng
T48A | CI-2019-W32-4-1404 | Schneider RM6 | PMT | 2019 | Menteng
T48A | CI-2019-W32-4-1404 | Schneider RM6 | PB | 2019 | Menteng
T48A | CI-2019-W32-4-1404 | Schneider RM6 | PMT | 2019 | Menteng
T324 |  | MG SM6 | PB |  | Menteng
T324 |  | MG SM6 | PMT |  | Menteng
T324 |  | MG SM6 | PMT |  | Menteng
K15D | - | EGA | PMT |  | Menteng
K15D | - | EGA | PMT |  | Menteng
K15D | - | EGA | PB |  | Menteng
T173 | T173 | EGA | PMT |  | Menteng
T173 | T173 | EGA | PMT |  | Menteng
T173 | T173 | EGA | PB |  | Menteng
T173 | T173 | EGA | PGC |  | Menteng
K15 | W37-1-0002 | Schneider | PB | 2019 | Menteng
K15 | 0846-16-213 | EGA | LBS | 2016 | Menteng
K15 | 0267-19-213 | EGA | LBS | 2019 | Menteng
K15B | - | EGA | LBS MOTORIZE | 2019 | Menteng
K15B | - | EGA | PB | 2019 | Menteng
T48C | T48C | ABB | PB |  | Menteng
T48C | T48C | MERLIN GERIN | PB |  | Menteng
T48C | T48C | MERLIN GERIN | PMT |  | Menteng
MG23 | 0 | EGA | PB |  | Menteng
MG23 | 0 | EGA | LBS MOTORIZE | 2019 | Menteng
MG23 | 0 | EGA | LBS MOTORIZE | 2019 | Menteng
T327 |  | FLUOKIT-M | PMT |  | Menteng
T327 |  | FLUOKIT-M | PGC |  | Menteng
T327 |  | FLUOKIT-M | PMT |  | Menteng
ML5 | 0 | SCHNEIDER | PMT |  | Menteng
ML5 |  | MG SM6 | PGC |  | Menteng
ML5 |  | MG SM6 | PMT |  | Menteng
KN119 | 27594/021/12/01/E6 | GAE | PMT | 2012 | Menteng
KN119 | 07638/021/12/03/E6 | GAE | CBOM | 2012 | Menteng
T338 |  | SCHNEIDER SM6 | PMT |  | Menteng
T338 |  | SCHNEIDER SM6 | PMT |  | Menteng
T338 |  | SCHNEIDER SM6 | PGC |  | Menteng
K253 | W41-2-0018 | SCHNEIDER | LBS MOTORIZE | 2019 | Menteng
K253 | W33-5-0076 | SCHNEIDER | CBOM | 2019 | Menteng
K70F | 123 | KIT 25 | PMT |  | Menteng
K70F | 123 | KIT 25 | PMS |  | Menteng
K70F | - | KIT 25 | PB |  | Menteng
K70F | - | - | - |  | Menteng
K25A |  | FLUOKIT-M | PMT |  | Menteng
K25A |  | KIT-25 | PMT |  | Menteng
K25A |  | KIT-25 | PB |  | Menteng
K116 | 17.6012 | FLOUKIT M | LBS |  | Menteng
K116 | 176076 | FLOUKIT M | LBS |  | Menteng
K116 | 176020 | FLOUKIT M | PB |  | Menteng
K266 | K266 | SCHNEIDER | PMT |  | Menteng
K266 | K266 | SCHNEIDER | PMT |  | Menteng
K266 | K266 | SCHNEIDER | PGC |  | Menteng
K262 | W36-3-0027 | SCHNEIDER | LBS | 2019 | Menteng
K262 | W21-2-0097 | SCHNEIDER | CBOM | 2019 | Menteng
K252 | W30-5-006 | SCHNEIDER | PMT | 2019 | Menteng
K252 | W20-5-0027 | SCHNEIDER | PMT | 2019 | Menteng
K252 | W41-1-0077 | SCHNEIDER | CBOM | 2019 | Menteng
MP130 | 0 | FLUOKIT M | PMT |  | Bulungan
MP130 | 0 | FLUOKIT M | PMT |  | Bulungan
MP131 | 0 | SCHNEIDER | CBO MOTORIZE |  | Bulungan
MP131 | 0 | SCHNEIDER | CBO MOTORIZE |  | Bulungan
MP131 | 0 | SCHNEIDER | CBO MOTORIZE |  | Bulungan
KB604 | 0 | SCHNEIDER | CBO MOTORIZE |  | Bulungan
MK304 | 1812132 | EGA | PB |  | Bandengan
MK304 | CI2018 W51-6-0005 | SCHNEIDER | CBO |  | Bandengan
CN83 | 2025.13BL | EGA | LBS | 2013 | Ciputat
CN83 | 990.13BF | EGA | PB | 2013 | Ciputat
MK418 | MK418.0135.21.213 | EGA | LBS | 2021 | Bandengan
MK331 | LBS 1-MK331 | SCHNEIDER | LBS |  | Bandengan
MK331 | PB-MK331 | EGA | PB |  | Bandengan
TA21 | 8399 | FLOUKIT M | LBS |  | Bandengan
TA21 | 8397 | FLOUKIT M | LBS |  | Bandengan
TA21 | 8398 | FLOUKIT M | LBS |  | Bandengan
MK181 | S9604867 | MG | LBS 2 |  | Bandengan
MK181 | S9501264 | MG | PB 1 |  | Bandengan
MK181 | S9501658 | MG | PB 2 |  | Bandengan
MK181 | S9501836 | MG | PT 1 |  | Bandengan
MK181 | - | FLOUKIT M | PGDB |  | Bandengan
E152N | 114017213 | EGA | LBS (MOTORIZE) | 2017 | Kramat Jati
E72N | E72N-1 | SCHNEIDER | PB TRAFO | 2016 | Kramat Jati
E72N | E72N-2 | SCHNEIDER | LBS | 2015 | Kramat Jati
E72N | E72N-3 | SCHNEIDER | LBS (MOTORIZE) | 2016 | Kramat Jati
KJ128 | KJ 128 - LBS | FLUOKIT M | LBS |  | Kebon Jeruk
KJ230 | KJ 230 - LBS | FLOUKIT M | LBS |  | Kebon Jeruk
KJ230 | KJ 230 - LBS | SCHNEIDER | LBS |  | Kebon Jeruk
KG453 | CI-2013-W36-20001 | SCHNEIDER | LBS | 2013 | Tanjung Priok
KG453 | - | EGA | LBS MOTORIZE | 2013 | Tanjung Priok
SP216 | - | EGA | LBS |  | Menteng
TD241 | 1474.13 BL | EGA | LBS | 2012 | Ciputat
S126 | 89602 | MERLIN GERIN | PMT |  | Menteng
CP416 | 1 3.0257 | ABB | PB | 2012 | Ciputat
CP425 | 91953.13 BL | EGA | LBS | 2013 | Ciputat
P64 | P64 | EGA | PMT |  | Menteng
P64 | P64 | EGA | PMT |  | Menteng
P10L | - | EGA | LBS |  | Menteng
CB60 | 1 | FLUOKIT M | PB |  | Pondok Gede
CB60 | 11023 | FLUOKIT M | LBS | 2008 | Pondok Gede
CPG1 | 1192 | FLUOKIT M | PB | 1997 | Pondok Gede
CPG1 | 7116 | FLUOKIT M | LBS | 1997 | Pondok Gede
CPG1 | 7112 | FLUOKIT M | LBS | 1997 | Pondok Gede
CPG3 | 1 | MG | PGDB |  | Pondok Gede
CPG3 | 2 | MG | LBS |  | Pondok Gede
CPG3 | 3 | MG | LBS |  | Pondok Gede
E102ES | 500411660/3021-08 | ABB SAFEPLUS | PB | 2019 | Pondok Gede
E102ES | 502541141/2001-035 | ABB SAFEPLUS | LBS MOTORISED | 2019 | Pondok Gede
E102ES | 502541141/2001-042 | ABB SAFEPLUS | LBS MOTORISED | 2019 | Pondok Gede
PP3 | 0 | SCHNEIDER | LBS MOTORIZE |  | Bulungan
SN38 | 0 | EGA | LBS |  | Bulungan
PP32 | 1308589 | EGA | LBS MOTORIZE | 2013 | Bulungan
PP32 | 1308590 | EGA | LBS MOTORIZE | 2013 | Bulungan
PP32 | 0 | FLUOKIT M | PB2 |  | Bulungan
PP33 | 0317.15.209 | EGA | LBS | 2015 | Bulungan
PP33 | 0049.17.213 | EGA | LBS MOTORIZE | 2017 | Bulungan
PP33 | 0171.15.211 | EGA | PB | 2015 | Bulungan
PP34 | 237.4521 | EGA | LBS MOTORIZE |  | Bulungan
PP34 | 0273.15.209 | EGA | LBS MOTORIZE |  | Bulungan
PP34 | 167.4524 | EGA | PB |  | Bulungan
PP36 | 0 | FLUOKIT M | PB |  | Bulungan
PP36 | 15 | KIT 25 | PB2 |  | Bulungan
PP36 | 0 | FLUOKIT M | PMT |  | Bulungan
PP36 | 0 | KIT 27.2 | PMT |  | Bulungan
PP36 | 0 | FLUOKIT M | PMT |  | Bulungan
PP37 | 0646-21 | ULLUSOY | LBS MOTORIZE | 2021 | Bulungan
PP37 | 2272.13.BL | EGA | LBS | 2013 | Bulungan
PP37 | CI-2015-W32-0006 | SCHNEIDER | CBO MOTORIZE | 2015 | Bulungan
PP3A | 0 | EGA | PB |  | Bulungan
PP3A | 0 | EGA | PMT |  | Bulungan
PP3A | 0 | EGA | PMT |  | Bulungan
PP40 | 0 | KIT 25 | PMT |  | Bulungan
PP40 | 0 | KIT 25 | PB |  | Bulungan
PP40 | 0 | KIT 25 | PB |  | Bulungan
PP40 | 0 | KIT 25 | PMT |  | Bulungan
PP42 | 24047/2011 | GAE | LBS | 2011 | Bulungan
PP42 | 25593/2011 | GAE | PB | 2011 | Bulungan
PP42 | 17031135/2017 | EGA | LBS MOTORIZE | 2017 | Bulungan
TD322 | 0 | SIEMENS | PMT |  | Bulungan
PP5 | 0 | SCHNEIDER | LBS MOTORIZE |  | Bulungan
MP135 | 0 | SCHNEIDER | PMT |  | Bulungan
PP52N | 0 | ABB | LBS MOTORIZE |  | Bulungan
PP52N | 0 | EGA | PB | 2000 | Bulungan
PP52N | 0 | ABB | LBS MOTORIZE |  | Bulungan
PP52N | 0 | EGA | PB |  | Bulungan
PP59 | 0 | FLUOKIT M | PB |  | Bulungan
PP59 | 0 | EGA | LBS |  | Bulungan
PP59 | 0 | EGA | LBS MOTORIZE |  | Bulungan
SP216 | 0 | EGA | LBS |  | Menteng
TB10N |  | KIT-25 | PB |  | Menteng
TB10N | - | ABB | PMT |  | Menteng
TB10N |  | KIT-25 | PMT |  | Menteng
TB10N |  | FLUOKIT-M | PB |  | Menteng
TB7A |  | FLUOKIT-M | PMT |  | Menteng
TB7A |  | MG SM6 | PB |  | Menteng
BK136 | 11085 | FLUOKIT M | LBS | 2008 | Marunda
BK136 | 11086 | FLUOKIT M | LBS | 2008 | Marunda
BK130 | - | SCHNEIDER SM6 | LBS |  | Marunda
KP54 | CI-2016-W36-3-0008 | SCHNEIDER SM6 | LBS | 2016 | Marunda
KP54 | CI-2016-W33-6-0018 | SCHNEIDER SM6 | CBOM | 2016 | Marunda
PGS11 | 4858 | FLUOKIT M | LBS | 1995 | Marunda
KG190 |  | EGA | LBS |  | Marunda
CK43 | 1112 | FLUOKIT M | LBS | 1996 | Marunda
MD6 | 11588 | FLUOKIT M | LBS | 2008 | Marunda
PK284 |  | FLUOKIT M | LBS |  | Marunda
KG179 | 782 | FLUOKIT M | LBS |  | Marunda
KG133 |  | SIEMENS | LBS | 1992 | Marunda
KG133 | 06-0592/020 | SIEMENS | LBS | 1992 | Marunda
GH0104 |  | SIEMENS | LBS |  | Marunda
PK74B | CV733362-000090/034 | SIEMENS | LBS | 2004 | Marunda
MD94 | CV796364-000040/001 | SIEMENS | LBS | 2010 | Marunda
KG410 | - | EGA | LBS |  | Marunda
MD72 | CV734166000060/023 | SIEMENS | LBS | 2004 | Marunda
BK96 | CV/C6-50-80/037 | SIEMENS | LBS | 1991 | Marunda
BK96 | 065080/037 | SIEMENS | LBS | 1991 | Marunda
BK95 | - | EGA | LBS |  | Marunda
BK155 | CV81224300300/014 | SIEMENS | LBS | 2011 | Marunda
KP52 | CV7277701+728 | SIEMENS | LBS | 2003 | Marunda
BK63 |  | SIEMENS | LBS |  | Marunda
KP35 | 06-5144/018 | SIEMENS | LBS | 1993 | Marunda
PGL21 | 1900.13.BL | EGA | LBS | 2013 | Pondok Kopi
PGL21 | 860.13.BF | EGA | PB | 2013 | Pondok Kopi
E211 | 1 | EGA | PB | 2015 | Pondok Gede
P91 | 87501 | SCHNEIDER | PMT |  | Menteng
P91 | 87503 | SCHNEIDER | CBOM |  | Menteng
E108S | 1 | ABB UNISWITCH | PB |  | Pondok Gede
E205D | 2 | ABB | LBS |  | Pondok Gede
E208 | 0916.17.212 | EGA | LBS | 2017 | Pondok Gede
D151C | - | KIT 25 | PB |  | Menteng
D178 | - | EGA MOTORIC | LBS MOTORIZE | 2017 | Menteng
D178 | - | EGA | PB | 2017 | Menteng
D151A | - | FLUOKIT-M | PMT |  | Menteng
D151A | - | FLUOKIT-M | PMT |  | Menteng
D151A | - | KIT-27,2 | PB2 |  | Menteng
D151A | - | FLUOKIT-M | PB |  | Menteng
D15 | D15 | EGA | PB | 2018 | Menteng
D15 | D15 | EGA | LBS MOTORIZE | 2015 | Menteng
D190 | - | EGA | LBS |  | Menteng
D190 | - | MERLIN GERIN | LBS |  | Menteng
D190 | - | MERLIN GERIN | PB |  | Menteng
KB344 | 2602-17-213 | EGA | PMT | 2017 | Menteng
KB344 | 0148-15-212 | EGA | PMT | 2015 | Menteng
KB344 | 0261-15-213 | EGA | PMT | 2015 | Menteng
KB344 | W33-4-0002 | SCHNEIDER | PGC | 2015 | Menteng
BN26 | IEC62271 | SCHNEIDER | PMT |  | Menteng
KN109 | - | GAE | CBOM |  | Menteng
KN52 |  | ABB | PMT |  | Menteng
KN109 | - | GAE | CBOM |  | Menteng
KN109 | - | GAE | PMT |  | Menteng
BN24 | 9444 | FLOUKIT.M | PMT |  | Menteng
BN24 | 9446 | FLOUKIT.M | PMT |  | Menteng
T292 | CI-2019-W41-2-0080 | SCHNEIDER | CBOM | 2019 | Menteng
T292 |  | MG SM6 | PMT |  | Menteng
T292 |  | MG SM6 | PMT |  | Menteng
T119 | - | FLOUKIT-M | PB |  | Menteng
T119 | - | EGA | LBS | 2021 | Menteng
T119 | - | EGA | LBS | 2021 | Menteng
T119 | - | EGA | CBOM | 2021 | Menteng
T106 | T106 | EGA | PMT |  | Menteng
T106 | T106 | EGA | PMT |  | Menteng
T106 | T106 | EGA | PB |  | Menteng
T182 | CI-2019-W12-2-0018 | SCHNEIDER | CBO | 2019 | Menteng
T182 | T182 | EGA | PMT |  | Menteng
T182 | T182 | EGA | PGC |  | Menteng
T42 | T42 | EGA | PB1 | 2018 | Menteng
T42 | 1510.18.213 | EGA | LBS MOTORIZE | 2018 | Menteng
T42 | 0897.18.214 | EGA | PB2 | 2018 | Menteng
T159 |  | FLUOMATIC | PB2 |  | Menteng
T159 |  | KIT-25 | PMT |  | Menteng
P64 | P64 | EGA | PGC |  | Menteng
BN43 | - | EGA | LBS |  | Menteng
TT35 | - | SCHNEIDER | LBS |  | Menteng
D376 | - | Schneider | CBOM | 2019 | Menteng
P67 |  | KIT-27.2 | PMT |  | Menteng
P67 |  | KIT-27.2 | PGDB |  | Menteng
P67 |  | KIT-27.2 | B1 |  | Menteng
P67 |  | KIT-27.2 | PT |  | Menteng
P67 |  | KIT-27.2 | PMT |  | Menteng
P8 | P8 | ORMAZABAL | LBS | 2018 | Menteng
P8 | P8 | ORMAZABAL | LBS | 2018 | Menteng
P8 | P8 | ORMAZABAL | LBS | 2018 | Menteng
P84 | P84 | FLOUKIT M | PMT |  | Menteng
P84 | P84 | FLOUKIT M | PGDB |  | Menteng
P84 | P84 | FLOUKIT M | PT |  | Menteng
P84 | P84 | FLOUKIT M | PMT |  | Menteng
P65 |  | MERLIN GERIN | B1 |  | Menteng
P65 |  | MERLIN GERIN | PMT |  | Menteng
P65 |  | MERLIN GERIN | PMT |  | Menteng
P65 |  | MERLIN GERIN | PT |  | Menteng
P65 |  | MERLIN GERIN | PGDB |  | Menteng
S16B | W36-4-0039 | SCHNEIDER | LBS MOTORIZE | 2019 | Menteng
S16B | W36-4-0006 | SCHNEIDER | LBS MOTORIZE | 2019 | Menteng
S16B | W22-2-033 | SCHNEIDER | PB | 2019 | Menteng
TD408 | 0 | EGA | LBS |  | Bulungan
TD408 | 0 | SCHNEIDER | PGC |  | Bulungan
SN4 | 0 | SCHNEIDER | LBS MOTORIZE |  | Bulungan
SN4 | 0 | SCHNEIDER | LBS MOTORIZE |  | Bulungan
SN4 | 0 | SCHNEIDER | LBS MOTORIZE |  | Bulungan
SN4 | 0 | SCHNEIDER | LBS |  | Bulungan
SN4 | 0 | SCHNEIDER | LBS |  | Bulungan
SN4 | 0 | EGA | PB |  | Bulungan
SN4 | 0 | SCHNEIDER | CBO MOTORIZE |  | Bulungan
P36 | P36 | FLUOKIT M | PMT |  | Menteng
P36 | P36 | FLUOKIT M | PMT |  | Menteng
P36 | P36 | FLUOKIT M | PB |  | Menteng
SD86 | - | EGA | LBS |  | Tanjung Priok
SD86 | - | SCHNEIDER | LBS |  | Tanjung Priok
TD74P | . | GAE | LBS |  | Ciputat
MP181 | MP 181 | ABB | PB |  | Bulungan
MP186 | MP 186 | EGA | LBS |  | Bulungan
PK39F | - | SCHNEIDER SM6 | LBS |  | Tanjung Priok
PK39F | - | SCHNEIDER SM6 | PB |  | Tanjung Priok
B6TER | 3281.17.213 | EGA | LBS MOTORIZE | 2017 | Bandengan
B6TER | - | KIT 25 | PB |  | Bandengan
B6BARU | 0079.16.212 | EGA | LBS 1 |  | Bandengan
B6BARU | 0022.16.212 | EGA | LBS 2 |  | Bandengan
PP112 | PP 112 | MERLIN GERLIN | LBS |  | Bulungan
PP112 | PP 112 | MERLIN GERLIN | CBO |  | Bulungan
PD37 | PD37-3 | SIEMENS | PB TRAFO | 2017 | Kramat Jati
B423 | B 423-03 | FLUOKIT M BIRU | PB1 |  | Bandengan
B352 | B 352-02 | SCHNEIDER SM6 | CBO RC | 2017 | Bandengan
S29FBARU | S 29 FBARU-01 | ABB | LBS |  | Bandengan
S29FBARU | S 29 FBARU-03 | FLUMATIC | PB |  | Bandengan
SP182S | 0(SP 182S) | SCHNEIDER | LBS |  | Kebon Jeruk
CN80 | . | FLUOKIT M | PB |  | Ciputat
PK25A | - | SIEMENS | LBS |  | Tanjung Priok
PK25A | - | SIEMENS | PB |  | Tanjung Priok
B91 | B 91-01 | EGA | LBS MOTORIZED | 2017 | Bandengan
B91 | B 91-02 | EGA | LBS MANUAL | 2017 | Bandengan
PK202 | S9503445 | MG | PB |  | Tanjung Priok
B157 | B 157-01 | SCHNEIDER SM-6 | CBO RC | 2017 | Bandengan
KN208P | - | EGA | PMT | 2016 | Menteng
KN208P | - | Schneider | PB | 2019 | Menteng
B326 | B 326-01 | FLUOKIT M | LBS 1 |  | Bandengan
PK180 | - | SCHNEIDER SM6 | LBS |  | Tanjung Priok
PK180 | - | SCHNEIDER SM6 | METER |  | Tanjung Priok
PP115 | PP 115 | SIEMENS | LBS |  | Bulungan
CN12 | . | ABB | LBS |  | Ciputat
CN12 | . | SCHNEIDER | PB 2 |  | Ciputat
PK35 | - | EGA | LBS |  | Tanjung Priok
PK35 | - | SM 6 | LBS |  | Tanjung Priok
B251 | B 251-03 | FLUOKIT M | PB 1 |  | Bandengan
TD87B | . | FLUOKIT M | LBS |  | Ciputat
TD287 | . | F&G | LBS |  | Ciputat
PL184 | CI-2015-W52-2-0021 | EGA | LBS | 2013 | Pondok Kopi
PP121 | PP 121 | SCHNEIDER | LBS |  | Bulungan
PL184 | 2274.13.BL | EGA | LBS | 2013 | Pondok Kopi
PP121 | PP 121 | SCHNEIDER | CBOG |  | Bulungan
CP309 | - | GAE | LBS |  | Ciputat
KG58 | 500411660/9001-25 | ABB SAFEPLUS | LBS |  | Tanjung Priok
KG58 | 500411660/ 9021-16 | ABB SAFEPLUS | PB TRAFO |  | Tanjung Priok
KG352 | 20040259 | SCHNEIDER SM6 | LBS |  | Tanjung Priok
KJ325 | KJ 325 - LBS | ABB | LBS |  | Kebon Jeruk
KG59 | - | SCHNEIDER SM6 | LBS |  | Tanjung Priok
KG59 | - | SCHNEIDER SM6 | PB TRAFO 1 |  | Tanjung Priok
KG59 | - | SCHNEIDER SM6 | PB TRAFO 2 |  | Tanjung Priok
KJ184P | KJ 184 - LBS | SIEMENS | LBS RMU |  | Kebon Jeruk
KG72 | - | EGA | PB TRAFO |  | Tanjung Priok
KG181 | CV06-5126/040 | SIEMENS | LBS |  | Tanjung Priok
KG181 | CV06-5126/040 | SIEMENS | LBS |  | Tanjung Priok
KG81 | - | FLUOKIT M | TP/PB TRAFO |  | Tanjung Priok
KG46 | - | FLOUKIT M | PB 2 |  | Tanjung Priok
KG56 | 1037S155 | ORMAZABAL | LBS |  | Tanjung Priok
KG9A | - | SCHNEIDER SM6 | LBS |  | Tanjung Priok
KG9A | - | SCHNEIDER SM6 | LBS |  | Tanjung Priok
KG9A | - | SCHNEIDER SM6 | PB TRAFO |  | Tanjung Priok
PK277 | 14143 | FLUOKIT M 24+ | LBS |  | Tanjung Priok
KG1B | - | SCHNEIDER SM6 | LBS |  | Tanjung Priok
KJ314 | KJ 314 - LBS | EGA | LBS MOTORIZED |  | Kebon Jeruk
PK37E | - | SCHNEIDER SM6 | PB TRAFO |  | Tanjung Priok
KG300 | - | KIT 27.2 | LBS |  | Tanjung Priok
KG300 | - | KIT 27.2 | PB TRAFO |  | Tanjung Priok
SD88 | - | ABB BC5 SYSTEM | LBS |  | Tanjung Priok
SD88 | - | ABB BC5 SYSTEM | TP/PB TRAFO |  | Tanjung Priok
SD88 | - | ABB BC5 SYSTEM | B1 |  | Tanjung Priok
PK178 | 307 | FLOUKIT M 24 | B1 |  | Tanjung Priok
PK178 | 2610 | FLOUKIT M 24 | LBS |  | Tanjung Priok
KG154 | SM 1036058CI | SCHNEIDER SM6 | PB |  | Tanjung Priok
SP36 | 0(sp 36) | FLUOKIT M | LBS |  | Kebon Jeruk
SP36 | 0(sp 36) | FLOUKIT M | LBS |  | Kebon Jeruk
SP36 | 0(sp 36) | KIT 25 | PB |  | Kebon Jeruk
SP171 | 0(sp 171) | SCHNEIDER | CBOM |  | Kebon Jeruk
SP171 | 0(sp 171) | EGA | PB |  | Kebon Jeruk
SP34 | 0(SP 34) | SCHNEIDER | LBS |  | Kebon Jeruk
SP34 | 0(SP 34) | SCHNEIDER | LBS |  | Kebon Jeruk
SP34 | 0(SP 34) | SCHNEIDER | LBS |  | Kebon Jeruk
SP34 | 0(SP 34) | SCHNEIDER | PB |  | Kebon Jeruk
KG40 | - | SCHNEIDER SM6 | LBS |  | Tanjung Priok
KG326 | 6578 | FLOUKIT M 24 | LBS |  | Tanjung Priok
SD9 | 263 | FLOUKIT M 24 | LBS |  | Tanjung Priok
SD9 | 597 | FLOUKIT M 24 | LBS |  | Tanjung Priok
SD9 | 992 | FLOUKIT M 24 | PB TRAFO |  | Tanjung Priok
SD9 | - | SCHNEIDER SM6 | PB TRAFO |  | Tanjung Priok
KG34A | - | EGA | LBS |  | Tanjung Priok
KG34A | - | SCHNEIDER SM6 | LBS |  | Tanjung Priok
KG34A | - | EGA | PB 1 |  | Tanjung Priok
KG34A | - | EGA | PB 2 |  | Tanjung Priok
KG34A | - | EGA | PT |  | Tanjung Priok
KG34A | 185 | EGA | PGC |  | Tanjung Priok
PK77 | - | KIT 25 | LBS |  | Tanjung Priok
PK77 | - | KIT 25 | LBS |  | Tanjung Priok
CKG87 | 1116.13.BF | EGA | PB1 | 2013 | Cengkareng
PK144 | - | SM6 | LBS |  | Tanjung Priok
PK208 | - | EGA | LBS |  | Tanjung Priok
PK208 | - | FLOUKIT M 24 | PGC |  | Tanjung Priok
PK150 | - | FLOUMATIC | LBS |  | Tanjung Priok
PK150 | - | FLOUMATIC | LBS |  | Tanjung Priok
PK150 | - | DELLE ALSTOM | PT |  | Tanjung Priok
TD138C | 0143.17.212 | EGA | LBS | 2017 | Ciputat
PK150 | - | DELLE ALSTOM | PGDB |  | Tanjung Priok
PK223 | - | MG VERCORS 6 | PT |  | Tanjung Priok
KJ138 | KJ 138 - LBS | SCHNEIDER | LBS |  | Kebon Jeruk
KJ138 | KJ 138 - LBS | SCHNEIDER | LBS |  | Kebon Jeruk
KJ138 | KJ 138 - PB | SCHNEIDER | PB |  | Kebon Jeruk
KJ318 | KJ 318 - LBS | ABB | LBS MOTORIZED |  | Kebon Jeruk
KG341 | CV726612/9J01 | SIEMENS | LBS |  | Tanjung Priok
PK294 | 164.R.B | SCHNEIDER SM6 | LBS |  | Tanjung Priok
CP433 | 1266-2013 | ABB | LBS | 2013 | Ciputat
CP435 | 1231-2013 | ABB | LBS | 2013 | Ciputat
CP435 | 1260-2013 | ABB | LBS | 2013 | Ciputat
RM17 | RM 17 | FLUOKIT M | PB |  | Cempaka Putih
SD14 | - | EGA | LBS |  | Tanjung Priok
SD218 | 10345040 | ORMAZABAL | LBS |  | Tanjung Priok
PK149 | - | ABB | B1 |  | Tanjung Priok
KG344 | 13.0242 | ABB SAFEPLUS | LBS |  | Tanjung Priok
PK290 | - | ABB UNISWITCH | PB TRAFO |  | Tanjung Priok
PK290 | - | EGA | LBS |  | Tanjung Priok
PK33B | - | MG SM6 | LBS |  | Tanjung Priok
PK33B | - | SCHNEIDER SM6 | LBS |  | Tanjung Priok
PK289 | CI-2012-W28-2-0027 | SCHNEIDER SM6 | LBS |  | Tanjung Priok
SD134 | CV-065144/012 | SIEMENS | LBS |  | Tanjung Priok
SD9 | - | SCHNEIDER RM6 | LBS |  | Tanjung Priok
JW57 | CI-2012-W42-4-0021 | SCHNEIDER | LBS | 2012 | Pondok Gede
JW57 | CI-2013-W35-2-0017 | SCHNEIDER | LBS | 2013 | Pondok Gede
KG263 | - | FLOUMATIC | PB TRAFO |  | Tanjung Priok
KJ233 | KJ 233 - LBS | SCHNEIDER | LBS MOTORIZED |  | Kebon Jeruk
KL69 | KL 69 - PB | FLOUKIT M | LBS |  | Kebon Jeruk
B309 | 11454 | FLUOKIT M24+ | LBS |  | Bandengan
MK367 | 6865 | FLUOKIT M24 | LBS |  | Bandengan
MK367 | 1222 | FLUOKIT M24 | LBS |  | Bandengan
MK367 | 6018 | FLUOKIT M24 | PB |  | Bandengan
MK361 | 1751 | FLUOKIT M24 | LBS |  | Bandengan
MK361 | 5647 | FLUOKIT M24 | LBS |  | Bandengan
SD8 | - | EGA | LBS/CBO |  | Tanjung Priok
SD8 | - | EGA | LBS |  | Tanjung Priok
MK361 | 1856 | FLUOKIT M24 | PGDB |  | Bandengan
MK289 | CV065091/028 | SIEMENS RMU | LBS |  | Bandengan
KJ327 | 992-13-BL | EGA | PB | 2013 | Kebon Jeruk
S139P | S139PMT02 | EGA | PMT | 2012 | Menteng
S22B | S 22B | SIEMENS | PMT |  | Cempaka Putih
S21F | LBS 2 ARAH S 21B | EGA | PB 2 |  | Cempaka Putih
KDR148 | 28952/071/13/01/28952 | GAE | PMT | 2013 | Cengkareng
KDR148 | 29035/071/13/01/E6 | GAE | PGC | 2013 | Cengkareng
K33B | K 33B PB2 | ULUSOY | PB 1 |  | Cempaka Putih
SP279 | 2716.13.BL | EGA | LBS | 2013 | Kebon Jeruk
D342P | 131368 | ABB | PB | 2013 | Menteng
SP209 | SP 209 | FLOUKIT M | B1 |  | Bulungan
TT51 | PMTABB02 | ABB | PMT | 2013 | Menteng
JS208 | 1974.13.BL | EGA | LBS | 2013 | Pondok Gede
KDR146 | CSF61019 | ORMAZABAL | LBS | 2016 | Cengkareng
S11FIS | S 11FIS | F & G | PB |  | Cempaka Putih
PG329 | PG 329 | MERLIN GERLIN SM6 | PGDB |  | Cempaka Putih
KJ134 | KJ 134 - PGDB | SCHNEIDER | LBS |  | Kebon Jeruk
KJ134 | KJ 134 - LBS | SCHNEIDER | LBS |  | Kebon Jeruk
SP28 | SP 28 - PB 2 | SCHNEIDER | LBS |  | Kebon Jeruk
SP28 | SP 28 - LBS | EGA | PB |  | Kebon Jeruk
SP28 | SP 28 - LBS | EGA | PB |  | Kebon Jeruk
SP267 | SP 267 - LBS | FLOUKIT M | LBS |  | Kebon Jeruk
SP267 | SP 267 - LBS | FLOUKIT M | LBS |  | Kebon Jeruk
KJ257 | KJ 257 - PGC | SCHNEIDER | LBS |  | Kebon Jeruk
KJ76 | KJ 76 - LBS | SCHNEIDER | LBS |  | Kebon Jeruk
KJ183 | KJ 183 - PGC | SCHNEIDER | PGC |  | Kebon Jeruk
KJ68P | KJ 68P - PB | GAE | LBS |  | Kebon Jeruk
KJ68P | KJ 68P - LBS | GAE | LBS |  | Kebon Jeruk
KJ173 | KJ 173 - CBOM | SCHNEIDER | LBS MOTORIZED | 2018 | Kebon Jeruk
KJ168 | KJ 168 - LBS | MG. SM6 | LBS |  | Kebon Jeruk
KJ15 | KJ 15 - LBS | EGA | LBS MOTORIZED |  | Kebon Jeruk
KJ15 | KJ 15 - LBS | SCHNEIDER | LBS MOTORIZED |  | Kebon Jeruk
KJ15 | KJ 15 - PT | MG. SM6 | PT |  | Kebon Jeruk
KJ15 | KJ 15 - B1 | MG. SM6 | B1 |  | Kebon Jeruk
KJ97 | KJ 97 - PB | FLUOKIT M | PB |  | Kebon Jeruk
KJ264 | KJ 264 - LBS | SIEMENS | LBS |  | Kebon Jeruk
KJ264 | KJ 264 - LBS | SIEMENS | LBS |  | Kebon Jeruk
KJ296 | KJ 296 - PB | GAE | PB |  | Kebon Jeruk
KJ179 | KJ 179 - LBS | SCHNEIDER | CBOG |  | Kebon Jeruk
KJ179 | KJ 179 - LBS | SCHNEIDER | LBS MOTORIZED |  | Kebon Jeruk
KJ179 | KJ 179 - CBOM | FLUOKIT M | CBOM |  | Kebon Jeruk
KJ268 | KJ 268 - LBS | SCHNEIDER | CBOG |  | Kebon Jeruk
KJ67 | KJ 67 - LBS | SCHNEIDER | LBS |  | Kebon Jeruk
KJ250 | KJ 250 - LBS | FLUOKIT M | PGC |  | Kebon Jeruk
SP19 | SP 19 - PGDB | SCHNEIDER | LBS |  | Kebon Jeruk
KJ51 | KJ 51 - LBS | EGA | LBS |  | Kebon Jeruk
KJ77 | KJ 77 - PB1 | MG | PGDB |  | Kebon Jeruk
KJ77 | KJ 77 - PB2 | SCHNEIDER | PGC |  | Kebon Jeruk
E369 | E369-16101276 | EGA | LBS | 2017 | Kramat Jati
KG262 | 940 | FLOUKIT M24 | PB TRAFO 2 |  | Tanjung Priok
KG262 | 6012/01 | CONTACT PLASMA | PGC |  | Tanjung Priok
SD72 | - | FLOUKIT M24 | LBS |  | Tanjung Priok
SD87 | 12435 | FLUOKIT M | LBS |  | Tanjung Priok
SD72 | - | KIT 27.2 | PB TRAFO |  | Tanjung Priok
AB170 | AB 170-06 | FLOUKIT M | B1 |  | Bandengan
CN35 | CV 06-5147/010 | SIEMENS | LBS | 1993 | Ciputat
CN35 | CV 06-5147/010 | SIEMENS | PB | 1993 | Ciputat
TB14P | 0763-21-213 | EGA | LBS | 2021 | Menteng
CP119 | - | SIEMENS | LBS |  | Ciputat
CP119 | - | SIEMENS | LBS |  | Ciputat
CP119 | - | SIEMENS | PB |  | Ciputat
B78K | B 78K-01 | SCHNEIDER SM6 | LBS MOTORIZE |  | Bandengan
B78K | B 78K-04 | EGA | PB 2 |  | Bandengan
MK180 | CI 2018 W31-1-0044 | SCHNEIDER | LBS |  | Bandengan
MK180 | 1812156 | EGA | PB |  | Bandengan
MK180 | 18101128 | EGA | LBS |  | Bandengan
TB14P | W41-3-0009 | SCHNEIDER | LBS | 2015 | Menteng
CP173 | - | UNINDO | PB |  | Ciputat
MK472 | - | FLOUKIT M | PGDB |  | Bandengan
CP404 | - | EGA | LBS |  | Ciputat
CP404 | - | EGA | PB |  | Ciputat
B393 | B 393-03 | MG SM 6 | PGC |  | Bandengan
PP35BR | CI-2016-W14-4-0012 | SCHNEIDER | PB |  | Bulungan
PP35BR | CI-2016-W13-5-0035 | SCHNEIDER | PB2 |  | Bulungan
KD159 | CI-2015-W45-3-0002 | SCHNEIDER | LBS | 2013 | Pondok Kopi
TD293 | - | UNINDO | PB |  | Ciputat
TD286 | - | SCHNEIDER | LBS CBO |  | Ciputat
CP182 | 4206 | UNINDO | LBS | 1995 | Ciputat
CP193 | - | MERLIN GERIN | LBS |  | Ciputat
B170 | B 170-01 | EGA | PB TRAFO |  | Bandengan
B341 | B 341-02 | FLUOKIT M | LBS 2 |  | Bandengan
B341 | B 341-03 | FLUOKIT M | PGDB |  | Bandengan
E68 | E68-PB2-W1040012 | SCHNEIDER | PB | 2018 | Kramat Jati
PK65C | - | SCHNEIDER SM6 | LBS |  | Tanjung Priok
KJ316 | KJ 316 - LBS | ABB | LBS MOTORIZED |  | Kebon Jeruk
KJ316 | KJ 316 - LBS | ABB | LBS MOTORIZED |  | Kebon Jeruk
PLTB | 786923EN | SCHNEIDER | LBS | 2018 | Bandengan
CN47 | 0684.14.209 | EGA | LBS | 2014 | Ciputat
CN47 | 0291.14.211 | EGA | PB | 2014 | Ciputat
CP427 | 3459.13BL | EGA | LBS | 2013 | Ciputat
CP427 | 3469.13.BL | EGA | LBS | 2013 | Ciputat
CP427 | 1670.13.BF | EGA | PB | 2013 | Ciputat
PK159N | - | SCHNEIDER SM6 | LBS |  | Tanjung Priok
B34N | B 34N-02 | FLUOMATIC | LBS 1 |  | Bandengan
CP192 | 5919 | UNINDO | LBS | 1996 | Ciputat
CP192 | 129825 | ABB | PT | 2002 | Ciputat
CP192 | 5946 | UNINDO | PB | 1996 | Ciputat
KJ78 | KJ 78 - PB | F & G | LBS |  | Kebon Jeruk
PK199 | 4746 | FLUOKIT M 24 | LBS |  | Tanjung Priok
PK199 | 4874 | FLUOKIT M 24 | LBS |  | Tanjung Priok
PK199 | 346 | FLUOKIT M 24 | B 1 |  | Tanjung Priok
SD169 | 20012053010004 | ABB SAFEPLUS | LBS |  | Tanjung Priok
SD169 | 20012049690003 | ABB SAFEPLUS | LBS |  | Tanjung Priok
SD169 | 20012052870003 | ABB SAFEPLUS | PT |  | Tanjung Priok
SD52 | - | SM6 | PGDB |  | Tanjung Priok
GH0032 | 14410 | FLUOKIT M 24+ | LBS |  | Tanjung Priok
KJ87 | KJ 87 - PB | F & G | PB |  | Kebon Jeruk
KJ94 | KJ 94 - PB2 | KIT 25 | LBS |  | Kebon Jeruk
KJ298 | 0(KJ 298) | GAE | LBS |  | Kebon Jeruk
KJ298 | 0(KJ 298) | GAE | PB |  | Kebon Jeruk
SP189 | 0(SP 189) | FLOUKIT M | LBS |  | Kebon Jeruk
SP189 | 0(SP 189) | FLOUKIT M | PB |  | Kebon Jeruk
CN88 | CI 2013-W40-3-0004 | Scheneider | CBOM | 2013 | Ciputat
SP96 | 0(SP 96) | GAE | LBS |  | Kebon Jeruk
PK168 | - | EGA | LBS |  | Tanjung Priok
PK168 | 117 | EGA | PB 1 |  | Tanjung Priok
PK168 | 113 | EGA | PB 2 |  | Tanjung Priok
KG27 | - | FLUOKIT M | LBS |  | Tanjung Priok
SD50 | - | FLOUKIT M 24 | PB TRAFO |  | Tanjung Priok
KG27 | 1080 | FLOUKIT M 24 | PB TRAFO |  | Tanjung Priok
KJ210 | 0(KJ 210) | GAE | LBS |  | Kebon Jeruk
KJ210 | 0(KJ 210) | GAE | PB 1 |  | Kebon Jeruk
SD18 | - | EGA | LBS |  | Tanjung Priok
SD18 | - | EGA | PB |  | Tanjung Priok
SD18 | - | EGA | PB |  | Tanjung Priok
KG323 | - | EGA | PB TRAFO |  | Tanjung Priok
KJ181P | KJ 181P - PB | SIEMENS | PB |  | Kebon Jeruk
SD16 | - | EGA | PB |  | Tanjung Priok
SD116 | - | EGA | PB TRAFO |  | Tanjung Priok
KJ189 | KJ 189 - LBS | MG | LBS MANUAL |  | Kebon Jeruk
KJ189 | KJ 189 - LBS | GAE | LBS MANUAL |  | Kebon Jeruk
KJ189 | KJ 189 - PB | GAE | PB |  | Kebon Jeruk
KJ189 | KJ 189 - PB2 | FLOUKIT M | PB |  | Kebon Jeruk
GD268P | 1202.21.213 | EGA | LBS |  | Ciracas
KL85 | 0(kl 85) | GAE | LBS |  | Kebon Jeruk
KL85 | 0(kl 85) | GAE | LBS |  | Kebon Jeruk
KJ330 | KJ 330 - 2706.13 | EGA | LBS |  | Kebon Jeruk
KJ157 | KJ 157 - LBS | FLUOKIT M | PB |  | Kebon Jeruk
DT82 | DT 82 | ORMAZABAL | LBS-2 |  | Lenteng Agung
DT82 | DT 82 | ORMAZABAL | PB-1 |  | Lenteng Agung
B172 | 130170 | ABB UNISWITCH | LBS |  | Bandengan
KJ2 | KJ 2 - PB | GAE | LBS |  | Kebon Jeruk
GD449 | CI.2019.W37.2.0024 | SCHNEIDER SM6 | PB | 2019 | Ciracas
KB309N | KB 309N | FLOUKIT M | LBS |  | Bulungan
E396 | E396-2 | ABB UNISWITCH | LBS (MOTORIZE) | 2013 | Kramat Jati
E396 | E396-3 | ABB UNISWITCH | PB TRAFO | 2013 | Kramat Jati
KB309N | KB 309N | FLOUKIT M | LBS |  | Bulungan
DB69 | DB69-LBS 1 | ULUSOY | LBS |  | Bandengan
KB309N | KB 309N | FLOUKIT M | LBS |  | Bulungan
KB309N | KB 309N | FLOUKIT M | LBS |  | Bulungan
KB309N | KB 309N | FLOUKIT M | LBS |  | Bulungan
KB309N | KB 309N | FLOUKIT M | PB |  | Bulungan
MK310 | CV 06-5140/018 | EGA | LBS |  | Bandengan
MK310 | - | EGA | LBS |  | Bandengan
MK310 | - | EGA | PB |  | Bandengan
KB372N | 0 | EGA | CBOM |  | Bulungan
KB163P | 0 | EGA | CBOM MOTORIZE |  | Bulungan
DB48 | 100934/07 | FLUOKIT M24 | LBS |  | Bandengan
DB48 | 5000100 | CONTACT PLASMA | LBS |  | Bandengan
DB48 | - | ABB BC5 SYSTEM | PT |  | Bandengan
DB48 | - | ABB BC5 SYSTEM | PGDB |  | Bandengan
DB48 | - | ABB BC5 SYSTEM | PB |  | Bandengan
PLTB | 3083 | UNINDO | PB | 2007 | Bandengan
DB31 | 9304805 | MG VERCORS 6 | LBS |  | Bandengan
DB31 | SM 0603410 | MG VERCORS 6 | PB |  | Bandengan
MK352 | CI2017 W52-4-0040 | SCHNEIDER | LBS |  | Bandengan
MK352 | 9519152L | MERLIN GERIN SM6 | LBS |  | Bandengan
MK254 | LBS-MK254 | SCHNEIDER | LBS |  | Bandengan
MK342 | 1993311 | F&G | LBS |  | Bandengan
MK342 | 1993311 | F&G | LBS |  | Bandengan
MK330 | 9204073 | SCHNEIDER | PGDB |  | Bandengan
MK377 | 0382.15.209 | EGA | LBS |  | Bandengan
SD135 | 12.1286 | ABB UNISWITCH | PB TRAFO |  | Tanjung Priok
KJ24 | KJ 24 - PB | EGA | PB |  | Kebon Jeruk
KB535 | KB 535 | SCHNEIDER | LBS |  | Bulungan
KB535 | KB 535 | SCHNEIDER | LBS |  | Bulungan
PK109 | 1194 | SM6 | LBS |  | Tanjung Priok
PK109 | 530 | SM6 | PB 2 |  | Tanjung Priok
DB79 | R 0126207SF | EGA | LBS |  | Bandengan
DB79 | R 0126207SF | EGA | LBS |  | Bandengan
CKG37 | 1374.13BL | EGA | PB1 | 2013 | Cengkareng
MK407 | - | SCHNEIDER SM6 | PB |  | Bandengan
CKG36 | 13.1818 | ABB | LBS | 2013 | Cengkareng
KPK14P | 25001/103/11/02/E6 | GAE GSF | PB |  | Bandengan
MK398 | 14675 | FLUOKIT M24+ | LBS | 2011 | Bandengan
MK418 | 19299 | GAE | PB |  | Bandengan
MK418 | MK418.0184.20.234 | GAE | CBOM | 2021 | Bandengan
MK398 | 14621 | FLUOKIT M24+ | LBS | 2011 | Bandengan
MK398 | 4939 | FLUOKIT M24+ | PB | 2011 | Bandengan
KG323 | - | EGA | LBS |  | Tanjung Priok
KG60N | - | KG60N | PB TRAFO |  | Tanjung Priok
SD116 | - | EGA | LBS |  | Tanjung Priok
KJ217 | KJ217-LBS1 | SCHNEIDER | LBS MANUAL |  | Kebon Jeruk
KG50 | - | SCHNEIDER SM6 | LBS |  | Tanjung Priok
KG50 | - | FLOUKIT M | PB1 |  | Tanjung Priok
SD215 | SD215-2 | GAE | LBS |  | Tanjung Priok
SD23 | SD23-1 | SIEMENS | LBS |  | Tanjung Priok
SD23 | SD23-PB1 | SIEMENS | TP/PB TRAFO |  | Tanjung Priok
SD105 | CI-2012-1041-6-0011 | SCHNEIDER SM6 | PGC |  | Tanjung Priok
SD210 | SM0929028C1 | SCHNEIDER SM6 | LBS |  | Tanjung Priok
SD210 | SM0929041C1 | SCHNEIDER SM6 | LBS |  | Tanjung Priok
SD210 | SM0934018C1 | SCHNEIDER SM6 | PGC |  | Tanjung Priok
PK39N | - | SCHNEIDER SM6 | LBS |  | Tanjung Priok
PK39N | - | SCHNEIDER SM6 | PB TRAFO |  | Tanjung Priok
SD110 | 1890 | FLOUKIT M24 | LBS |  | Tanjung Priok
SD110 | 2314 | FLOUKIT M24 | LBS |  | Tanjung Priok
SD110 | - | MG SM6 | PB TRAFO |  | Tanjung Priok
SD110 | - | FLOUKIT M24 | PT |  | Tanjung Priok
SD110 | - | FLOUKIT M24 | B1 |  | Tanjung Priok
PK82A | PK82A-2 | FLUOMATIC | LBS |  | Tanjung Priok
PK20 | - | ABB SAFEPLUS | B1 |  | Tanjung Priok
SD136 | 758 | FLUOKIT M 24 | PB 1 |  | Tanjung Priok
SD136 | 534 | FLUOKIT M 24 | PB 2 |  | Tanjung Priok
SD115 | SD115-1 | SCHNEIDER SM6 | LBS |  | Tanjung Priok
PK160 | 18526 | GAE | PT |  | Tanjung Priok
PK160 | 18509 | GAE | PGC |  | Tanjung Priok
SD39A | 14455 | FLUOKIT M24+ | LBS |  | Tanjung Priok
SD6 | - | EGA | LBS |  | Tanjung Priok
SD6 | - | FLOUKIT M 24 | PT |  | Tanjung Priok
SD6 | - | FLOUKIT M24 | PGDB |  | Tanjung Priok
KG331 | CU 735554-000120/015 | SIEMENS | LBS |  | Tanjung Priok
KG331 | 20012052650003 | EGA | LBS |  | Tanjung Priok
KG331 | CV 735554-000080/004 | SIEMENS | LBS |  | Tanjung Priok
PK88 | PK88-PGC1 | SM6 | CBO |  | Tanjung Priok
KG331 | CV 733362-000190/001 | SIEMENS | PGC |  | Tanjung Priok
PK136A | PK136A-1 | SM6 | LBS |  | Tanjung Priok
PK136A | PK136A-2 | SM6 | LBS |  | Tanjung Priok
PK136A | PK136A-PB1 | SM6 | TP/PB TRAFO |  | Tanjung Priok
KG341 | CV 726664/ J21 | SIEMENS | PT |  | Tanjung Priok
KG422 | 12.1531 | ABB UNISWITCH | LBS |  | Tanjung Priok
KG277 | S9502218 | MG | LBS |  | Tanjung Priok
PK97 | - | SM6 | PB TRAFO |  | Tanjung Priok
KDR154 | 63309 | ORMAZABAL | LBS | 2019 | Cengkareng
KG76N | - | SCHNEIDER SM6 | LBS |  | Tanjung Priok
E394 | E394-1 | ABB UNISWITCH | LBS (MOTORIZE) | 2013 | Kramat Jati
E394 | E394-2 | ABB UNISWITCH | LBS (MOTORIZE) | 2013 | Kramat Jati
K36 | K 36 -PB1 | SCHNEIDER SM6 | PMT |  | Cempaka Putih
KJ330 | KJ 330 - 2670.13 | EGA | LBS |  | Kebon Jeruk
KJ157 | KJ 157 - LBS | SIEMENS | PB |  | Kebon Jeruk
MG73 | 0 | FLUOKIT M | PMT |  | Menteng
MG73 | 0 | FLUOKIT M | PMT |  | Menteng
MG73 | 0 | KIT-27,3 | PDGB |  | Menteng
MG73 | 0 | KIT-27.2 | B1 |  | Menteng
MG73 | 0 | KIT-27,3 | PT |  | Menteng
MG31 | T73005052883-0329 | SIEMENS | PMT |  | Menteng
MG31 | 0 | SIEMENS | PB |  | Menteng
MG31 | T73005065334-0118 | SIEMENS | PMT |  | Menteng
T341P | . | ABB SAFEPLUS | PMT |  | Menteng
MG13 |  | FLUOKIT-M | PMT |  | Menteng
MG13 |  | FLOUKIT. M | PMT |  | Menteng
MG13 |  | FLUOKIT-M | PGDB |  | Menteng
TT29 | - | FLUOKIT-M | PGC |  | Menteng
KN120 | 27602/021/12/01/E6 | GAE | PMT | 2012 | Menteng
KN120 | 27589/021/12/01/E6 | GAE | PMT | 2012 | Menteng
KN120 | 27631/021/12/03/E6 | GAE | PGC | 2012 | Menteng
KN52 |  | ABB | PMT |  | Menteng
KN52 |  | ABB | PB |  | Menteng
T341P | . | ABB SAFEPLUS | PMT |  | Menteng
KN50 | - | ABB | PT |  | Menteng
KN50 | - | ABB | PGDB |  | Menteng
KN50 |  | ABB | PMT |  | Menteng
KN50 |  | ABB | PMT |  | Menteng
KN50 | - | ABB | B1 |  | Menteng
D52 | - | SCHNEIDER | PGC |  | Menteng
P21 | - | - | - |  | Menteng
TT43P | - | GAE | PMT |  | Menteng
T349P | - | SCHNEIDER | RMU RM6 | 2019 | Menteng
T349P | - | SCHNEIDER | RMU RM6 | 2019 | Menteng
KB341B | 0 | MERLIN GERIN | PMT |  | Menteng
KB341B | 0 | SCHNEIDER | PMT |  | Menteng
KB341B | 0 | EGA | PGC |  | Menteng
KB341B | 0 | SCHNEIDER | PGC |  | Menteng
MG58 | T73005052683-0325 | SIEMENS | PMT | 2017 | Menteng
MG58 | 0 | SIEMENS | PMT |  | Menteng
MG58 | 0 | SIEMENS | PGC |  | Menteng
B34N | B 34N-03 | FLUOMATIC | LBS 2 |  | Bandengan
B34N | B 34N-04 | FLUOMATIC | PB 1 |  | Bandengan
MK343 | 9351534 | MG | PT 1 |  | Bandengan
PLRT | 4027 | UNINDO | PB | 2011 | Bandengan
MK414 | SM0400585 | MERLIN GERIN SM6 | PT |  | Bandengan
MK414 | SM0400844 | MERLIN GERLIN | PGC |  | Bandengan
MK383 | S9501854 | MERLIN GERIN SM6 | PB |  | Bandengan
TP85L | TP 85L | MERLIN GERLIN SM6 | PGDB |  | Cempaka Putih
TP85L | TP 85L | FLUKIT M | PMT |  | Cempaka Putih
GH0232 | GH 232 | FLUOKIT M | PMT |  | Cempaka Putih
B109 | B 109-03 | CONTACTPLASMA | PB |  | Bandengan
B109 | B 109-04 | EGA | PB |  | Bandengan
B290 | B 290-04 | FLOUKIT M | PGDB |  | Bandengan
B10BIS | B 10BIS-02 | ORMAZABAL | LBS 2 |  | Bandengan
B61B | B 61B-03 | ABB UNISWICTH | PB |  | Bandengan
B316 | B 316-02 | ABB UNISWITCH | LBS |  | Bandengan
B316 | B 316-03 | ABB UNISWITCH | PB |  | Bandengan
KG63 | 1957 | KIT 25 | PB TRAFO |  | Tanjung Priok
PK37D | - | SCHNEIDER SM6 | LBS |  | Tanjung Priok
PK273 | 1033S087 | ORMAZABAL | LBS |  | Tanjung Priok
SD108 | 2343 | FLOUKIT M24 | B1 |  | Tanjung Priok
SD108 | 867 | FLOUKIT M24 | PGDB |  | Tanjung Priok
SD108 | 2404 | FLOUKIT M24 | LBS |  | Tanjung Priok
KG61 | - | EGA | LBS |  | Tanjung Priok
KG61 | - | EGA | PGC |  | Tanjung Priok
KG396 | - | EGA | PB TRAFO |  | Tanjung Priok
KG105 | 9109089 | EGA | B1 |  | Tanjung Priok
KG170 | 9109088 | MG VERCORS6 | PB TRAFO |  | Tanjung Priok
SD141 | - | SIEMENS | LBS |  | Tanjung Priok
CN69 | . | MERLIN GERIN | LBS |  | Ciputat
CN69 | . | MERLIN GERIN | LBS |  | Ciputat
TD291 | . | KIT 25 C | LBS |  | Ciputat
D151 | - | SCHNEIDER | PMT |  | Menteng
D151 | - | SCHNEIDER | PMT |  | Menteng
D151 | - | SCHNEIDER | PB |  | Menteng
B172 | 130165 | ABB UNISWITCH | LBS |  | Bandengan
B137 | B 137-1 | EGA | LBS |  | Bandengan
TP7A | TP 7A | EGA | PB 1 |  | Cempaka Putih
SD49 | 9519386L | MG SM6 | LBS |  | Tanjung Priok
KL85 | 0(kl 85) | GAE | PB |  | Kebon Jeruk
KL85 | kl 85 | GAE | PB |  | Kebon Jeruk
SD49 | 9519158L | MG SM6 | LBS |  | Tanjung Priok
KJ195 | KJ 195 - LBS | GAE | LBS |  | Kebon Jeruk
KJ195 | KJ 195 - LBS | GAE | LBS |  | Kebon Jeruk
KJ195 | KJ 195 - PB | GAE | PB |  | Kebon Jeruk
DK9P | 0(DK 9P) | ABB | LBS |  | Kebon Jeruk
DK9P | 0(DK 9P) | ABB | LBS |  | Kebon Jeruk
DK9P | 0(DK 9P) | ABB | PB |  | Kebon Jeruk
KJ217 | KJ217-LBS2 | SCHNEIDER | LBS MANUAL |  | Kebon Jeruk
DK80 | DK80 - LBS PB 1 | EGA | PB TRAFO |  | Kebon Jeruk
SD122 | CV06-5142/014 | SIEMENS | LBS |  | Tanjung Priok
SD44 | SD44-PB1 | GAE | TP/PB TRAFO |  | Tanjung Priok
KG268 | 4583 | FLOUKIT M | LBS |  | Tanjung Priok
KG268 | KG268-PT1 | FLOUKIT M | PT |  | Tanjung Priok
KG268 | KG268-PGBD1 | FLOUKIT M | PGDB |  | Tanjung Priok
SD31 | SM1125008CI | SCHNEIDER SM6 | LBS |  | Tanjung Priok
SD80 | - | SCHNEIDER | LBS |  | Tanjung Priok
SD38 | SD38-PGDB1 | FLUOMATIC | PGDB |  | Tanjung Priok
SD72 | - | FLOUKIT M24 | LBS |  | Tanjung Priok
KB544 | KB 544 14158 | FLOUKIT M | LBS |  | Bulungan
KB544 | KB 544 14166 | FLOUKIT M | LBS |  | Bulungan
KB544 | KB 544 4682 | FLOUKIT M | PB |  | Bulungan
KB541 | KB 541 4695 | FLOUKIT M | PB |  | Bulungan
JR166 | 1280-13 | EGA | LBS | 2013 | Pondok Gede
JR166 | 853.13.BF | EGA | PB | 2013 | Pondok Gede
KB571 | KB 571 1855-13BL | EGA | LBS |  | Bulungan
KB571 | KB 571 1841-13BL | EGA | LBS |  | Bulungan
KB571 | KB 571 935-13BF | EGA | PB |  | Bulungan
E223 | 0499.15.209 | EGA | LBS | 2015 | Pondok Kopi
E223 | 121551 | ABB | LBS | 2012 | Pondok Kopi
KD79 | 3919 | FLUOKIT | LBS | 2012 | Pondok Kopi
KD79 | 121611 | ABB | PB | 2012 | Pondok Kopi
PG317 | 19849 | GAE | LBS | 2005 | Pondok Kopi
PG317 | 19837 | GAE | LBS | 2005 | Pondok Kopi
PG317 | 21784/057/09/03/E6 | GAE | CBOM | 2009 | Pondok Kopi
T159 |  | KIT-25 | PB1 |  | Menteng
T159 |  | KIT-25 | PMT |  | Menteng
T175A | C1-2016-W48-4-0051 | SCHNEIDER | PMT | 2016 | Menteng
GD450 | 0951-21 | ULUSOY | LBS | 2020 | Ciracas
GH0112 | SM.1030108.CI | SCHNEIDER SM6 | LBS |  | Ciracas
PK33C | - | EGA | LBS |  | Tanjung Priok
PK33C | - | EGA | LBS |  | Tanjung Priok
PK33C | - | EGA | PB TRAFO |  | Tanjung Priok
KJ90 | KJ 90 - LBS | MG | LBS |  | Kebon Jeruk
KJ49 | KJ 49 - RMU | SIEMENS | LBS |  | Kebon Jeruk
KJ89B | KJ 89B - PB1 | MG | LBS |  | Kebon Jeruk
KJ89B | KJ 89B - PB2 | SCHNEIDER | LBS |  | Kebon Jeruk
KL154 | KL 154 - PB | SCHNEIDER | LBS |  | Kebon Jeruk
KJ285 | KJ 285 - LBS | GAE | LBS |  | Kebon Jeruk
KJ285 | KJ 285 - PB | GAE | PB |  | Kebon Jeruk
D82A | D 82A - PB2 | SCHNEIDER | PB |  | Kebon Jeruk
KJ268 | KJ 268 - LBS | SCHNEIDER | LBS MOTORIZED |  | Kebon Jeruk
KJ247 | KJ 247 - PGC | SCHNEIDER | CBOM |  | Kebon Jeruk
KJ259 | KJ 259 - LBS | SCHNEIDER | LBS MOTORIZED |  | Kebon Jeruk
KJ259 | KJ 259 - LBS | SCHNEIDER | LBS MOTORIZED |  | Kebon Jeruk
KJ177 | KJ 177 - PGC | MG | PGC |  | Kebon Jeruk
TT52 | - | SCHNEIDER | PMT |  | Menteng
SP19 | SP 19 - PB1 | EGA | LBS |  | Kebon Jeruk
KJ246 | KJ 246 - PGC | FLOUKIT M | LBS |  | Kebon Jeruk
KJ246 | KJ 246 - LBS | FLOUKIT M | LBS |  | Kebon Jeruk
KJ288 | KJ 288 - LBS | GAE | LBS |  | Kebon Jeruk
KJ288 | KJ 288 - PB | GAE | PB |  | Kebon Jeruk
KJ263 | KJ 263 - LBS | GAE | LBS |  | Kebon Jeruk
KJ205 | KJ 205 - LBS | EGA | LBS |  | Kebon Jeruk
KJ263 | KJ 263 - CBOM | SCHNEIDER | PGC |  | Kebon Jeruk
SP225 | SP 225 - D49A | SCHNEIDER | LBS |  | Kebon Jeruk
SP225 | SP 225 - KJ365 | SCHNEIDER | LBS |  | Kebon Jeruk
SP225 | SP 225 - IB PELANGGAN | SCHNEIDER | PGC |  | Kebon Jeruk
SP213 | SP 213 - LBS | EGA | LBS |  | Kebon Jeruk
SP41 | SP 41 - PB2 | SCHNEIDER | LBS |  | Kebon Jeruk
KJ228 | KJ 228 - LBS | SCHNEIDER | LBS MOTORIZED |  | Kebon Jeruk
KJ228 | KJ 228 - CBOM | EGA | CBOM |  | Kebon Jeruk
KJ132 | KJ 132 - PB | FLUOKIT M | LBS |  | Kebon Jeruk
KJ132 | KJ 132 - LBS | FLUOKIT M | LBS |  | Kebon Jeruk
KJ132 | KJ 132 - LBS | FLUOKIT M | PB |  | Kebon Jeruk
KJ132 | KJ 132 - PT | FLUOKIT M | PT |  | Kebon Jeruk
KJ132 | KJ 132 - PGDB | FLUOKIT M | PGDB |  | Kebon Jeruk
KJ132 | KJ 132 - B1 | FLUOKIT M | B1 |  | Kebon Jeruk
KJ150B | KJ 150B - LBS | MG. SM6 | LBS |  | Kebon Jeruk
KJ150B | KJ 150B - PT | FLUOKIT M | PT |  | Kebon Jeruk
KJ150B | KJ 150B - PGDB | MG. SM6 | PGC |  | Kebon Jeruk
KJ150B | KJ 150B - B1 | MG. SM6 | B1 |  | Kebon Jeruk
KJ155 | KJ 155 - PB2 | FLOUKIT M | LBS |  | Kebon Jeruk
KJ155 | KJ 155 - PB1 | FLOUKIT M | LBS |  | Kebon Jeruk
KJ155 | KJ 155 - LBS | MG | LBS |  | Kebon Jeruk
KJ155 | KJ 155 - LBS | KIT 27.2 | PB |  | Kebon Jeruk
KJ172 | KJ 172 - LBS | SCHNEIDER | LBS |  | Kebon Jeruk
KJ172 | KJ 172 - LBS | SCHNEIDER | LBS |  | Kebon Jeruk
KJ172 | KJ 172 - 0458.20.2 | EGA | CBOM | 2021 | Kebon Jeruk
D63N | D63 | EGA | PMT |  | Menteng
D63N | D63 | EGA | PMT |  | Menteng
GH0232 | GH 232 | FLUOKIT | PMT |  | Cempaka Putih
TP12A | TP 12A | EGA | PMT |  | Cempaka Putih
TP12A | TP 12A | EGA | PMT |  | Cempaka Putih
S21G | S 21G - S9503659 | EGA | PB-2 |  | Cempaka Putih
K38N | K 38N | EGA | PB 1 |  | Cempaka Putih
KJ329 | 2711.13.BL | EGA | LBS | 2013 | Kebon Jeruk
TT51 | PMTABB01 | ABB | PMT | 2013 | Menteng
SC3P | 1304619 | EGA | PMT |  | Cempaka Putih
SC3P | 1304666 | EGA | PMT |  | Cempaka Putih
KJ162 | KJ 162 - LBS 1 | ABB | LBS |  | Kebon Jeruk
KJ130 | KJ 130 - LBS2 | FLOUKIT M | PB |  | Kebon Jeruk
KJ257 | KJ 257 - LBS | SCHNEIDER | LBS |  | Kebon Jeruk
KJ257 | KJ 257 - LBS | SCHNEIDER | PGC |  | Kebon Jeruk
SP179 | SP 179 - LBS | MG. SM6 | LBS |  | Kebon Jeruk
KJ175 | KJ 175 - CBOM | CONTACT PLASMA | PGC |  | Kebon Jeruk
KJ95 | KJ 95 - PT | MG | LBS |  | Kebon Jeruk
KJ247 | KJ 247 - LBS | FLOUKIT M | LBS MANUAL |  | Kebon Jeruk
KJ77 | KJ 77 - B1 | MG | LBS |  | Kebon Jeruk
KJ77 | KJ 77 - PGDB | SCHNEIDER | LBS |  | Kebon Jeruk
KJ77 | KJ 77 - PT | FLOUKIT M | PB |  | Kebon Jeruk
SP167 | SP 167 - PGC | KIT 27.2 | PB |  | Kebon Jeruk
E71 | 82215209 | EGA | LBS | 2015 | Kramat Jati
E71 | 84015209 | EGA | LBS | 2015 | Kramat Jati
E376 | E376-2 | SCHNEIDER SM6 | LBS | 2011 | Kramat Jati
E58 | E58-2 | SCHNEIDER | LBS (MOTORIZE) | 2016 | Kramat Jati
E58 | E58-3 | SCHNEIDER | PB | 2015 | Kramat Jati
CN86 | 131580 | ABB | LBS | 2013 | Ciputat
KDR156 | 229564/094/13/10/ | GAE | LBS MOT | 2013 | Cengkareng
KDR156 | 29587/094/13/01 | GAE | LBS | 2013 | Cengkareng
SP9 | 28815212 | EGA | LBS | 2015 | Kebon Jeruk
SP9 | 0(SP 9)51815213 | EGA | LBS | 2015 | Kebon Jeruk
SP9 | 17015214 | EGA | PB 1 | 2015 | Kebon Jeruk
KJ63 | 0(KJ 63) | GAE | PB |  | Kebon Jeruk
KB598 | CI-2016-W08-4-0030 | SCHNEIDER | CBOM MOTORIZE | 2016 | Bulungan
MP74 | 0 | SCHNEIDER | CBO MOTORIZE |  | Bulungan
GH0247 | - | MG SM6 | LBS |  | Tanjung Priok
SD169 | 20012048700002 | ABB SAFEPLUS | PGC |  | Tanjung Priok
KJ94 | KJ 94 - LBS | KIT 25 | LBS |  | Kebon Jeruk
KG423 | 121486 | ABB UNISWITCH | LBS |  | Tanjung Priok
SN102 | 0 | SCHNEIDER | CBO |  | Bulungan
SN102 | 0 | EGA | PMT |  | Bulungan
B250 | B 250-03 | ABB UNISWITCH | PT |  | Bandengan
B250 | B 250-04 | ABB UNISWITCH | PGC |  | Bandengan
MB20 | MB 20-01 | F & G | LBS 1 |  | Bandengan
MB20 | MB 20-03 | F & G | PB |  | Bandengan
K46 | K 46 -PB1 | EGA | PB 2 |  | Cempaka Putih
MB61 | MB 61-01 | EGA | LBS MANUAL | 2016 | Bandengan
MB61 | 20763/03/E 6-2006 | GAE | PGC | 2006 | Bandengan
PK196 | 4558 | EGA | LBS |  | Tanjung Priok
B245A | CI-2018-W38-4-0020 | SCHNEIDER SM6 | LBS MANUAL | 2018 | Bandengan
MB84 | MB 84-01 | SCHENEIDER SM 6 | PGC |  | Bandengan
B91A | B 91 A-02 | ABB UNISWITCH | LBS 2 |  | Bandengan
TD44N | . | GAE | CBOM |  | Ciputat
B17E | 0326.17.218 | EGA | LBS | 2017 | Bandengan
DB23 | - | FLUOMATIC | PB |  | Bandengan
DB23 | - | ABB UNISWITCH SDC | LBS |  | Bandengan
MK11 | 13.0295 | EGA | PB | 2017 | Bandengan
MK11 | CI-2017-W30-2-0031 | SCHNEIDER SM6 | CBO RC | 2017 | Bandengan
PK196 | 4506 | FLOUKIT M 24 | LBS |  | Tanjung Priok
DB14 | - | SCHNEIDER | LBS |  | Bandengan
DB14 | - | SCHNEIDER | PB |  | Bandengan
MK33 | 1898-13-BL | EGA | LBS 1 | 2013 | Bandengan
MK33 | 1899-13-BL | EGA | LBS 2 | 2013 | Bandengan
MK33 | MK 33-01 | EGA | PB | 2013 | Bandengan
E259 | E259-LBS-400.12BL | EGA-PBL | LBS (MOTORIZE) | 2012 | Kramat Jati
E259 | 707210 | EGA | PB | 2017 | Kramat Jati
KPK21P | CSF 63361 - LBS KPK21P | AEP | LBS |  | Bandengan
MK142A | - | SCHNEIDER | LBS 2 |  | Bandengan
MK142A | - | GAE | LBS 3 |  | Bandengan
GD267P | 2062083040013 | ABB | PB | 2002 | Ciracas
B384P | B 384P-03 | MG RM 6 | PB |  | Bandengan
CB61 | 0380.16.216 | EGA | PGC | 2016 | Ciracas
CB37P | 0297.19.214 | EGA | PB | 2010 | Ciracas
PL185 | 1392.13.BL | EGA | PB | 2013 | Pondok Kopi
PL177 | 1351.13.BF | EGA | PB | 2013 | Pondok Kopi
MK362 | - | FLUOKIT M24 | LBS |  | Bandengan
MK362 | - | FLUOKIT M24 | LBS |  | Bandengan
MK362 | - | FLUOKIT M24 | PB |  | Bandengan
B49N | B 49 N-01 | FLUOKIT M | PB 1 |  | Bandengan
B49N | B 49 N-03 | FLUOKIT M | LBS MANUAL |  | Bandengan
B49N | B 49 N-04 | FLUOKIT M | PB 2 |  | Bandengan
TD74 | . | GAE | LBS |  | Ciputat
TD146 | . | MERLIN GERIN | LBS |  | Ciputat
KDR143 | 2035.13 | EGA | PMT | 2013 | Cengkareng
PIK6 | 14657 | FLUOKIT M24+ | LBS |  | Bandengan
MK291 | 2019CSF6337W | ORMAZABAL | PB | 2019 | Bandengan
MK294 | CV065093/026 | SIEMENS RMU | LBS |  | Bandengan
MK294 | CV065093/026 | SIEMENS RMU | LBS |  | Bandengan
MK294 | CV065093/026 | SIEMENS RMU | PB |  | Bandengan
TA3 | PB1-TA3 | ABB | PB1 |  | Bandengan
KJ63 | 0(KJ 63) | GAE | PB |  | Kebon Jeruk
KJ63 | 0(KJ 63) | MG | LBS |  | Kebon Jeruk
SP9B | 0(SP 9B) | ABB | LBS |  | Kebon Jeruk
SP9B | 0(SP 9B) | ABB | LBS |  | Kebon Jeruk
PK33B | - | SCHNEIDER SM6 | PB TRAFO |  | Tanjung Priok
CL22 | CI2012-W29-1-0023 | SCHNEIDER SM6 | PGC | 2012 | Marunda
CK33 |  | MG SM6 | B1 |  | Marunda
K17A | 1541.13.BL | EGA | LBS | 2013 | Jatinegara
K17A | 721.13.BF | EGA | PB | 2013 | Jatinegara
PK37N | - | FLOUKIT M | PB TRAFO |  | Tanjung Priok
PK37N | 1402 | FLOUKIT M | PB TRAFO |  | Tanjung Priok
PK90 | - | KIT 27.2 | LBS |  | Tanjung Priok
PK90 | - | KIT 27.2 | LBS |  | Tanjung Priok
KG286 | - | MG SM 6 | PB TRAFO |  | Tanjung Priok
SD164 | SB-2012-1048-2-0045 | SCHNEIDER RM6 | LBS |  | Tanjung Priok
SD164 | SB-2012-1028-2-0030 | SCHNEIDER RM6 | LBS |  | Tanjung Priok
SD216 | 2231/032/10/01/EG | GAE | LBS |  | Tanjung Priok
D345P | 1153 | ABB | PMT | 2013 | Menteng
D345P | 1188 | ABB | PMT | 2013 | Menteng
TD465 | 131781 | ABB | LBS | 2013 | Ciputat
TD465 | 131440 | ABB | PB | 2013 | Ciputat
CP437 | C1.2013.W 35 4.0031 | SNEIDER | LBS | 2013 | Ciputat
B426 | - | EGA | CBO |  | Bandengan
PK293 | 213313BL | SCHNEIDER SM6 | LBS MOTORIZED | 2013 | Tanjung Priok
B232 | B 232-01 | MG VERCORE6 | LBS |  | Bandengan
B232 | B 232-02 | - | LBS |  | Bandengan
TD464 | C1.2013.W 35 2.0019 | SNEIDER | LBS | 2013 | Ciputat
PGL27 | 2842.13.BL | EGA | LBS | 2013 | Pondok Kopi
PK66 | - | FM | LBS |  | Tanjung Priok
JR172 | 3223.13BL | EGA | LBS | 2013 | Pondok Gede
TP2 | TP 2 | GAE | PMT |  | Cempaka Putih
KG374 | - | SCHNEIDER SM6 | LBS |  | Tanjung Priok
KG374 | - | EGA | PB |  | Tanjung Priok
T72N | T72N | EGA | LBS MOTORIZE | 2017 | Menteng
T72N | - | EGA | PB | 2018 | Menteng
T72N | - | EGA | LBS | 2018 | Menteng
T11N | CI-2019-W38-2-0046 | Schneider SM6 | LBS Motorized | 2019 | Menteng
T11N | CI-2019-W38-3-0034 | Schneider SM6 | LBS Motorized | 2019 | Menteng
T11N | CI-2019-W37-2-0003 | Schneider SM6 | PB 1 | 2019 | Menteng
T11N | CI-2019-W36-4-0008 | Schneider SM6 | PB 2 | 2019 | Menteng
T128 |  | FLUOKIT-M | PMT |  | Menteng
T128 |  | FLUOKIT-M | PB |  | Menteng
T128 |  | FLUOKIT-M | PMT |  | Menteng
T128 |  | FLUOKIT-M | PMT |  | Menteng
K18E | K 18 E - K 247 | SCHNEIDER SM6 | PMT |  | Cempaka Putih
CKG104 | 993.13.BF | EGA | PB | 2013 | Cengkareng
MK386 | W57.3.1401-LBS 1 | SCHNEIDER | LBS 1 |  | Bandengan
MK386 | W26.2.1404 - LBS2 | SCHNEIDER | LBS 2 |  | Bandengan
MK386 | W35.2.1405 - PB | SCHNEIDER | PB 1 |  | Bandengan
MK339 | 418426 / 116 | FLOUKIT M | LBS 1 |  | Bandengan
MK339 | - | GAE | PB 2 |  | Bandengan
MK142 | 12.1608-PB 1 MK142 | ABB | PB |  | Bandengan
KJ185P | KJ 185 P - LBS | EGA | LBS MOTORIZED |  | Kebon Jeruk
KJ171 | KJ 171 - LBS | ABB | LBS |  | Kebon Jeruk
KJ305 | KJ 305 - LBS | ABB | LBS MOTORIZED |  | Kebon Jeruk
SP181 | SP 181 - LBS | KIT 27.2 | LBS |  | Kebon Jeruk
MK238 | S9501800 | MERLIN GERIN SM6 | LBS |  | Bandengan
MK238 | SM0101062 | MERLIN GERIN SM6 | PB |  | Bandengan
MK251 | SM 0201226 | MG VERCORS 6 | PB |  | Bandengan
MK335 | CV 065140 / 007 | FLUOKIT.M | LBS |  | Bandengan
MK335 | CV 065140 / 007 | FLUOKIT.M | LBS |  | Bandengan
DB87 | CV 06-2648 / 003 | SIEMENS | LBS |  | Bandengan
DB87 | CV 06-2648 / 003 | SIEMENS | PB |  | Bandengan
AB25N | AB25N-05 | FLUOKIT M24 | B1 |  | Bandengan
MK311 | 19511 | GAE | LBS 1 |  | Bandengan
MK221 | 9312413 | MG VERCORS 6 | LBS |  | Bandengan
PLPB | PLPB | UNINDO | - |  | Bandengan
MK477 | SM 1125047 C1 | SCHNEIDER SM6 | LBS |  | Bandengan
MK477 | - | SCHNEIDER DM1 | PGC |  | Bandengan
KPK9 | 24557/104/11/01/E6 | GAE GLS | LBS |  | Bandengan
KPK9 | 24673/104/11/02/E6 | GAE GSF | PB |  | Bandengan
DB4 | 1311424 | EGA | LBS |  | Bandengan
MK460 | - | FLUOKIT M24+ | PB |  | Bandengan
MK384 | 2140 | FLUOKIT M24 | LBS |  | Bandengan
MK370 | 6906 | FLUOKIT M24 | LBS |  | Bandengan
MK370 | 874 | FLUOKIT M24 | PB |  | Bandengan
MK371 | 899 | FLUOKIT M24 | LBS |  | Bandengan
MK371 | 224 | FLUOKIT M24 | PB |  | Bandengan
MK433 | 10866 | FLUOKIT M24+ | LBS |  | Bandengan
MK433 | W35.4.0040 | SCHNEIDER | LBS |  | Bandengan
B399 | C1-2016-W34-2-0007 | SCHNEIDER | PB |  | Bandengan
KB606 | 0 | EGA | LBS |  | Bulungan
SD54 | 0 | EGA | LBS |  | Tanjung Priok
SD54 | 0 | EGA | LBS |  | Tanjung Priok
MK203 | 18159 | GAE | LBS |  | Bandengan
MK203 | 18525 | GAE | PB |  | Bandengan
KJ94 | KJ 94 - LBS | KIT 25 | PB |  | Kebon Jeruk
KJ298 | 0(KJ 298) | GAE | LBS |  | Kebon Jeruk
SP96 | 0(SP 96) | EGA | LBS |  | Kebon Jeruk
SP96 | 0(SP 96) | GAE | PB |  | Kebon Jeruk
SP96 | 0(SP 96) | SCHNEIDER | PB |  | Kebon Jeruk
KG27 | - | FLUOKIT M | LBS |  | Tanjung Priok
KG27 | - | FLUOKIT M | PB TRAFO |  | Tanjung Priok
SD18 | - | EGA | LBS |  | Tanjung Priok
T343P | 2102101 | EGA | PMT | 2014 | Menteng
T343P | 2102102 | EGA | PMT | 2014 | Menteng
GD268P | 0214-21 | ULUSOY | PB |  | Ciracas
GD268P | 0949-21 | ULUSOY | LBS |  | Ciracas
SD49 | 18518 | GAE | PT |  | Tanjung Priok
SD68 | - | SCHNEIDER | LBS |  | Tanjung Priok
SD68 | - | EGA | TP/PB TRAFO |  | Tanjung Priok
KG50 | - | SCHNEIDER SM6 | LBS |  | Tanjung Priok
KG50 | KG50-PB2 | FLUOKIT M | TP/PB TRAFO |  | Tanjung Priok
SD82 | SD82-PB1 | FLUOKIT M | TP/PB TRAFO |  | Tanjung Priok
SD215 | SD215-PB1 | GAE | TP/PB TRAFO |  | Tanjung Priok
SD122 | SD122-PB1 | SIEMENS | TP/PB TRAFO |  | Tanjung Priok
SD44 | SD44-2 | GAE | LBS |  | Tanjung Priok
KJ227 | KJ 227 - PB | SCHNEIDER | PB TRAFO |  | Kebon Jeruk
SD22 | SD22-1 | SCHNEIDER SM6 | LBS |  | Tanjung Priok
SD22 | SD22-2 | SCHNEIDER SM6 | LBS |  | Tanjung Priok
SD38 | SD38-1 | FLUOMATIC | LBS |  | Tanjung Priok
SD26 | C1.2016.W12.5.0013 | SCHNEIDER | TP/PB TRAFO | 2016 | Tanjung Priok
KG201 | KG201-PB1 | SIEMENS | TP/PB TRAFO |  | Tanjung Priok
PK20 | 500171625/2001/03 | ABB SAFEPLUS | LBS |  | Tanjung Priok
PK20 | 500171625/1001-08 | ABB SAFEPLUS | LBS |  | Tanjung Priok
PK20 | - | ABB SAFEPLUS | PGDB |  | Tanjung Priok
SD115 | SD115-2 | SCHNEIDER SM6 | LBS |  | Tanjung Priok
SD115 | SD115-B1-1 | SCHNEIDER SM6 | CBO |  | Tanjung Priok
KG302 | - | EGA | PB |  | Tanjung Priok
KG303 | FPK0020002 | ALSTHOM FLUOPACK | LBS |  | Tanjung Priok
KJ31 | KJ 31 - LBS | MG. SM6 | LBS |  | Kebon Jeruk
KJ31 | KJ 31 - PGDB | MGV6 | PGDB |  | Kebon Jeruk
KJ13 | KJ 13 - LBS2 | FLOUKIT M | LBS MANUAL |  | Kebon Jeruk
SP221 | SP 221 - LBS | SCHNEIDER | LBS |  | Kebon Jeruk
SP82B | SP 82B - PB | SCHNEIDER | LBS |  | Kebon Jeruk
KL2 | KL 2 - B1 | SIEMENS | LBS |  | Kebon Jeruk
KL2 | KL 2 - PGDB | KIT 25 | LBS |  | Kebon Jeruk
KL2 | KL 2 - PT | KIT 27.2 | PT |  | Kebon Jeruk
SP184 | SP 184 - LBS | SCHNEIDER | LBS |  | Kebon Jeruk
SP184 | SP 184 - LBS | SCHNEIDER | CBOM |  | Kebon Jeruk
SD166 | SM0300450 | MG SM6 | LBS |  | Tanjung Priok
SP184 | SP 184 - PB | EGA | PB |  | Kebon Jeruk
SD168 | 0 | MG VERCORS 6 | LBS |  | Tanjung Priok
SD168 | 0 | MG VERCORS 6 | LBS |  | Tanjung Priok
TP22A | 4501 | FLOUKIT M | LBS |  | Tanjung Priok
KG118 | 0 | SCHNEIDER SM6 | LBS |  | Tanjung Priok
KG118 | 0 | EGA | LBS |  | Tanjung Priok
KG330 | SM 0301439 | MG SM6 | LBS |  | Tanjung Priok
KG330 | SM 0301443 | MG SM6 | LBS |  | Tanjung Priok
KG385 | 0 | SCHNEIDER SM6 | LBS |  | Tanjung Priok
KJ141 | KJ 141 - LBS | FLOUKIT M | LBS |  | Kebon Jeruk
KG411 | 0 | SCHNEIDER RM6 | LBS |  | Tanjung Priok
SD1 | 0 | KIT 25 | LBS |  | Tanjung Priok
SD1 | - | EGA | LBS |  | Tanjung Priok
SD12 | 0 | EGA | LBS |  | Tanjung Priok
SP268 | SP 268 - PB | FLOUKIT M | PB |  | Kebon Jeruk
KJ204 | KJ 204 - PB | MG | PB 1 |  | Kebon Jeruk
TP99 | TP 99 - CBOM | SCHNEIDER SM6 | PB |  | Cempaka Putih
TA32 | W37.1.0004 | SCHNEIDER | LBS 1 |  | Bandengan
TA32 | 1029.17.214 | EGA | PB 1 |  | Bandengan
PLPB | PLPB | UNINDO | LBS |  | Bandengan
PIK11P | IEC6227/200 | SCHNEIDER SM6 | LBS |  | Bandengan
MK357 | 9402054L | MERLIN GERIN SM6 | PGC |  | Bandengan
PIK8 | 24857/105/11/01/E6 | GAE GLS | LBS |  | Bandengan
MK343 | 9405404 | MG | LBS 1 |  | Bandengan
MK343 | 9404583 | MG | LBS 2 |  | Bandengan
PLKL2 | 14010 | SCHNEIDER | LBS | 2015 | Bandengan
PLPG2 | PLPG2 | ABB | LBS | 2018 | Bandengan
CP397 | SB.2012.W 28-7-0047 | SNEIDER SM 6 | LBS | 2013 | Ciputat
B186A | 62102824/94 | F&G | PB |  | Bandengan
DB42 | 2086 | FLUOKIT M24 | LBS |  | Bandengan
B63A | B 63A-01 | ORMAZABAL | LBS 1 |  | Bandengan
CD41E | CD41E | KIT 27,2 | LBS |  | Bintaro
B63A | B 63A-03 | ORMAZABAL | PB |  | Bandengan
BT296 | BT296 | EGA | LBS |  | Bintaro
B277 | B 277-03 | ABB UNISWITCH | PB-01 |  | Bandengan
B217 | B 217-02 | MG SM 6 | LBS 2 |  | Bandengan
B217 | B 217-04 | MG SM 6 | PGC |  | Bandengan
CP128 | CP128 | F&G | LBS |  | Bintaro
CP128 | CP128 | F&G | LBS |  | Bintaro
BT37 | BT37 | ABB | LBS |  | Bintaro
CP9 | CP9 | ABB | LBS |  | Bintaro
CP9 | CP9 | ABB | LBS |  | Bintaro
BT204 | BT204 | GAE | LBS |  | Bintaro
BT222 | BT222 | UNINDO | LBS |  | Bintaro
BT222 | BT222 | UNINDO | LBS |  | Bintaro
CP176 | CP176 | MG | LBS |  | Bintaro
BT88 | BT88 | FLUOKIT M | LBS |  | Bintaro
BT124 | BT124 | FLUOKIT M | PB |  | Bintaro
BT97 | BT97 | MG SM6 | LBS |  | Bintaro
BT15 | BT15 | GAE | PB |  | Bintaro
MK289 | CV065091/028 | SIEMENS RMU | PB |  | Bandengan
MK286 | W31.4.0017 | SCHNEIDER | PB |  | Bandengan
MK283 | CV065092 / 024 | SIEMENS RMU | LBS |  | Bandengan
KG377 | - | SCHNEIDER SM6 | LBS |  | Tanjung Priok
KG377 | 11430 | FLUOKIT M | LBS |  | Tanjung Priok
KG377 | - | SCHNEIDER SM6 | PB |  | Tanjung Priok
KG388 | 12147 | FLUOKIT M+ | LBS |  | Tanjung Priok
KG388 | 12152 | FLUOKIT M+ | LBS |  | Tanjung Priok
KG388 |  | FLUOKIT M+ | PB |  | Tanjung Priok
KG389 | 12119 | FLUOKIT M+ | LBS |  | Tanjung Priok
KG389 | 12136 | FLUOKIT M+ | LBS |  | Tanjung Priok
KG389 |  | FLUOKIT M+ | PB |  | Tanjung Priok
KG394 | 22538/032/10/01/E6 | GAE | LBS |  | Tanjung Priok
KG394 | 22574/032/10/01/E6 | GAE | LBS |  | Tanjung Priok
KG394 |  | GAE | PB |  | Tanjung Priok
KG395 | 22530/032 | GAE | LBS |  | Tanjung Priok
KG395 | 22549/032 | GAE | LBS |  | Tanjung Priok
KG395 |  | GAE | PB |  | Tanjung Priok
KG401 | SB2010W4550076 | SCHNEIDER | LBS |  | Tanjung Priok
KG401 | SB2010W4810069 | SCHNEIDER | LBS |  | Tanjung Priok
KG401 |  | SCHNEIDER | PB |  | Tanjung Priok
KG402N | - | EGA | LBS |  | Tanjung Priok
KG402N | SB-2010-W45-5-0078 | EGA | LBS |  | Tanjung Priok
KG402N | - | EGA | PB |  | Tanjung Priok
KG403 |  | FLUOKIT M+ | LBS |  | Tanjung Priok
KG403 |  | FLUOKIT M+ | LBS |  | Tanjung Priok
KG403 |  | FLUOKIT M+ | PB |  | Tanjung Priok
KG404N | 14147 | ORMA ZABAL COMPAC | LBS |  | Tanjung Priok
KG404N | 14177 | ORMA ZABAL COMPAC | LBS |  | Tanjung Priok
KG404N | - | KG404N | PB |  | Tanjung Priok
KG405N | 14182 | ORMA ZABAL COMPAC | LBS |  | Tanjung Priok
KG405N | 14145 | ORMA ZABAL COMPAC | LBS |  | Tanjung Priok
KG405N | - | ORMA ZABAL COMPAC | PB |  | Tanjung Priok
KG413 | SB2010W4610030 | SCHNEIDER | LBS |  | Tanjung Priok
KG413 | SB2010W4610016 | SCHNEIDER | LBS |  | Tanjung Priok
KG413 |  | SCHNEIDER | PB |  | Tanjung Priok
KG414 | 24311/104/11/01/EG | GAE | LBS |  | Tanjung Priok
KG414 | 2431/104/11/01/EG | GAE | LBS |  | Tanjung Priok
KG414 | - | GAE | PB |  | Tanjung Priok
PK234 | RC.086.09.13 | SCHNEIDER SM6 | LBS |  | Tanjung Priok
PK234 | RC.088.09.13 | SCHNEIDER SM6 | LBS |  | Tanjung Priok
PK234 | RC.087.09.13 | EGA | PB |  | Tanjung Priok
PK250 | - | SCHNEIDER SM6 | LBS |  | Tanjung Priok
PK194 |  | SCH RM 6 | PB |  | Tanjung Priok
PK268 | 22214/032 | GAE | LBS |  | Tanjung Priok
PK268 | 22341/032 | GAE | LBS |  | Tanjung Priok
PK268 | - | EGA | PB |  | Tanjung Priok
PK274 | 1033S214 | ORMAZABAL | LBS |  | Tanjung Priok
PK274 | 1033S216 | ORMAZABAL | LBS |  | Tanjung Priok
PK274 |  | ORMAZABAL | PB |  | Tanjung Priok
SD156 | SM9605227 | MG SM 6 | LBS |  | Tanjung Priok
SD156 | SM9605874 | MG SM 6 | LBS |  | Tanjung Priok
SD156 |  | MG SM 6 | PB |  | Tanjung Priok
SD157 | SM.9605887 | MG SM 6 | LBS |  | Tanjung Priok
SD157 | SM.9605885 | MG SM 6 | LBS |  | Tanjung Priok
SD157 |  | MG SM 6 | PB |  | Tanjung Priok
SD158 | 6055 | FLUOKIT M | LBS |  | Tanjung Priok
SD158 | 6101 | FLUOKIT M | LBS |  | Tanjung Priok
SD158 |  | FLUOKIT M | PB |  | Tanjung Priok
SD160 | SM.9606618 | MG SM 6 | LBS |  | Tanjung Priok
SD160 | SM.9306615 | MG SM 6 | LBS |  | Tanjung Priok
KJ13 | KJ 13 - PB2 | FLUOKIT M | PB |  | Kebon Jeruk
KJ226 | KJ 226 - LBS | SCHNEIDER | LBS |  | Kebon Jeruk
KJ226 | KJ 226 - PGC | MG. SM6 | PGC |  | Kebon Jeruk
TP102P | TP 102P - ARAH TP 29 | SCHNEIDER SM6 | PMT |  | Cempaka Putih
B116B | 23620/102/11/02/E6 | GAE | PB | 2011 | Bandengan
RG124 | RG 124 | SCHNEIDER | LBS-1 |  | Lenteng Agung
RG124 | RG 124 | FLUOKIT M (UNINDO) | LBS-2 |  | Lenteng Agung
RG124 | RG 124 | FLUOKIT M (UNINDO) | PB-1 |  | Lenteng Agung
K246 | K246-ARAH - K 53 | SCHNEIDER SM6 | PMT |  | Cempaka Putih
K246 | K246 - ARAH - CBO | EGA | PGC |  | Cempaka Putih
KJ331 | 13-1015 | ABB | LBS Motorized |  | Kebon Jeruk
D343P | 2963 | GAE | PMT | 2013 | Menteng
D343P | 29640 | GAE | PMT | 2013 | Menteng
MK142 | 13.0016-LBS MK142 | ABB | LBS |  | Bandengan
MK214 | SM1127040CI | SCHNEIDER DM1 | PGC |  | Bandengan
TA43 | TA43-LBS1 | SCHNEIDER | LBS |  | Bandengan
B439P | CI-2021-W38-5-1403 | SCHENEIDER | PB | 2021 | Bandengan
PLTK | 14025 | UNINDO | LBS | 2011 | Bandengan
DB81 | 15980904/2004 | ORMAZABAL | LBS |  | Bandengan
DB81 | 15980904/2004 | ORMAZABAL | LBS |  | Bandengan
DB81 | 15980904/2004 | ORMAZABAL | PB |  | Bandengan
DB6 | 0113.21.213/2021 | EGA | LBS | 2021 | Bandengan
DB6 | 24+/4058/2011 | FLOUKIT M | PB | 2011 | Bandengan
DB6 | 24+/3734/2009 | FLOUKIT M | PB | 2009 | Bandengan
MK460 | 1028 | FLUOKIT M24+ | LBS |  | Bandengan
MK384 | SM 0100171 | FLUOKIT M24 | LBS |  | Bandengan
PLLB | - | SCHNEIDER | LBS | 2020 | Bandengan
MK371 | 842 | FLUOKIT M24 | LBS |  | Bandengan
B147N | SM 1031122 C1 | SCHNEIDER SM6 | LBS |  | Bandengan
B147N | SM 1012201 C1 | SCHNEIDER DM1 | PGC |  | Bandengan
KB607 | 0 | EGA | CBOG |  | Bulungan
CP433 | 1387-2013 | ABB | PB | 2013 | Ciputat
SD180N | - | SCHNEIDER | LBS |  | Tanjung Priok
KJ233 | KJ 233 - LBS | FLOUKIT M | LBS |  | Kebon Jeruk
KJ233 | KJ 233 - PB | FLOUKIT M | PB |  | Kebon Jeruk
B309 | 11541 | FLUOKIT M24+ | LBS |  | Bandengan
B282 | CV 065096 / 022 | SIEMENS | LBS |  | Bandengan
PK35B | - | FM | PB 1 |  | Tanjung Priok
B78I | B 78I-01 | EGA | LBS 2 |  | Bandengan
B170 | B 170-02 | EGA | LBS 1 |  | Bandengan
B78I | B 78I-03 | EGA | PB |  | Bandengan
B170 | B 170-03 | EGA MOTORIZE | LBS 2 |  | Bandengan
B341 | B 341-01 | FLUOKIT M | LBS 1 |  | Bandengan
B341 | B 341-05 | FLUOKIT M | PB |  | Bandengan
E68 | E 68-PB-w1040061 | SCHNEIDER | PB | 2018 | Kramat Jati
PL182 | 2788.13.BL | EGA | LBS | 2013 | Pondok Kopi
PS16 | PS 16 - PT | SCHNEIDER SM6 | PGC |  | Cempaka Putih
B332 | B 332-01 | SCHNEIDER SM-6 | LBS MANUAL | 2017 | Bandengan
B332 | B 332-02 | SCHNEIDER SM-6 | CBO RC | 2017 | Bandengan
CP418 | . | ABB | PB | 2013 | Ciputat
SD164 | SB-2011-1046-3-0087 | SCHNEIDER RM6 | PB TRAFO |  | Tanjung Priok
SD47 | - | SIEMENS | PB TRAFO 2 |  | Tanjung Priok
PK47F | - | SCHNEIDER SM6 | LBS |  | Tanjung Priok
PK47F | - | SCHNEIDER SM6 | LBS |  | Tanjung Priok
PK47F | - | SCHNEIDER SM6 | PB TRAFO |  | Tanjung Priok
S22B | S 22B | SIEMENS | PB |  | Cempaka Putih
GD450 | 0436.21.213 | EGA | LBS | 2021 | Ciracas
GD450 | 0011.21.213 | EGA | LBS | 2021 | Ciracas
BK117 | 60322/04 | SCHNEIDER SM6 | PGC | 2004 | Marunda
K283 | 602493 | Schneider | LBS |  | Menteng
K283 | 198058 | Schneider | LBS |  | Menteng
GH0152 | SM0602493 | SCHNEIDER | PMT | - | Menteng
KG207 | 1453 | FLUOKIT M | PGDB |  | Marunda
T350 | 66202 | SCHNEIDER | PMT | 2012 | Menteng
T356 | - | SCHNEIDER | LBS | 2012 | Menteng
CP80 | 13.1785 | ABB UNI SWITCH | LBS | 2013 | Ciputat
CP80 | 6871 | UNINDO | LBS | 1997 | Ciputat
CP80 | CI-2019-W06-03-0035 | SCHNEIDER | CBO | 2012 | Ciputat
CP80 | C1-2012-W43-3-0004 | SCHNEIDER | CBO | 2012 | Ciputat
KG281 |  | FLUOKIT M | PT |  | Marunda
KG26 |  | MERLIN GERLIN SM6 | PGDB |  | Marunda
KJ327 | 2086-13-BL | EGA | LBS | 2013 | Kebon Jeruk
PS171P | PS 171P - 1305202 | ABB SAFEPLUS | PMT |  | Cempaka Putih
PS171P | PS 171P-1307534 | ABB SAFEPLUS | PB |  | Cempaka Putih
PS80 | PS 80 | MERLIN GERLIN SM6 | PB 2 |  | Cempaka Putih
S139P | S139PMT01 | EGA | PMT | 2012 | Menteng
S139P | S139PB01 | EGA | PB | 2012 | Menteng
SD82 | 5690 | FLOUKIT M | LBS |  | Tanjung Priok
SD82 | 5699 | EGA | LBS |  | Tanjung Priok
SD123 | CV065142/0261993 | SIEMENSCOMPAC | LBS | 1993 | Tanjung Priok
TD433 | TD 433 | GAE | PB |  | Bulungan
TD434 | TD 434 | FLOUKIT M | PB |  | Bulungan
B429P | B 429P-01 | EGA | LBS 1 |  | Bandengan
B429P | B 429P-02 | SCHNEIDER | LBS 2 |  | Bandengan
B429P | B 429P-03 | SCHNEIDER | PB |  | Bandengan
B66D | B 66D-02 | MG SM 6 | LBS 2 |  | Bandengan
B66D | B 66D-03 | GAE | PB 1 |  | Bandengan
B66D | B 66D-05 | FLUOKIT M | PB 3 |  | Bandengan
B124 | B 124-01 | ABB-UNI SWITCH | LBS |  | Bandengan
B124 | B 124-02 | ABB-UNI SWITCH | LBS |  | Bandengan
B354 | B 354-C1B 354-C12021-W21. | SCHNEIDER | LBS 2 | 2021 | Bandengan
B212 | B 212-CSF63033 | ORMAZABAL | LBS 1 | 2019 | Bandengan
B212 | B 212-02 | ORMAZABAL | LBS 2 |  | Bandengan
SN113 | SN 113 | MERLIN GERLIN | LBS |  | Bulungan
SN113 | 0884.21.234 | EGA | CBO | 2021 | Bulungan
SN114 | SN 114 | FLOUKIT M | LBS |  | Bulungan
SN116 | SN 116 | MERLIN GERLIN | PB |  | Bulungan
SN117 | SN 117 | SCHNEIDER | LBS |  | Bulungan
SN117 | SN 117 | SCHNEIDER | PGC |  | Bulungan
D25BIS | D 25BIS-02 | FLUOMATIC | LBS 2 |  | Bandengan
KB580 | 0 | SCHNEIDER | LBS |  | Bulungan
KB580 | 0 | SCHNEIDER | LBS MOTORIZE |  | Bulungan
B83 | B 83-01 | ORMAZABAL | LBS |  | Bandengan
B83 | B 83-03 | ORMAZABAL | PB |  | Bandengan
MKS1 | MKS1-w0826041 | SCHNEIDER | LBS | 2017 | Kramat Jati
MKS1 | MKS1-w3230017 | SCHNEIDER | LBS (MOTORIZE) | 2017 | Kramat Jati
SN124 | SN 124 | GAE | LBS |  | Bulungan
SN124 | SN 124 | GAE | LBS |  | Bulungan
SN126 | SN 126 | MERLIN GERLIN | LBS |  | Bulungan
SN126 | SN 126 | SCHNEIDER | LBS |  | Bulungan
SN126 | SN 126 | SCHNEIDER | PB |  | Bulungan
E35N | 55917214 | EGA | LBS | 2017 | Kramat Jati
D25BISA | D 25BISA-02 | EGA | LBS MANUAL | 2016 | Bandengan
D25BISA | D 25BISA-03 | SCHNEIDER SM 6 | CBO MP |  | Bandengan
PK29B | 11620 | FLOUKIT M+24 | LBS |  | Tanjung Priok
SD15 | 4403 | FLUOKIT M 24 | LBS |  | Tanjung Priok
MG13 | 35201 | FLOUKIT M | B1 |  | Menteng
CN26 | 9450490 | MERLIN GERIN | PGDB | 2013 | Ciputat
CN26 | 9502559 | MERLIN GERIN | PT | 2013 | Ciputat
CN26 | 9502398 | MERLIN GERIN | B1 | 2013 | Ciputat
CN30 | . | MERLIN GERIN | LBS |  | Ciputat
PL178 | 2739.13.BL | EGA | LBS | 2013 | Pondok Kopi
PL179 | 2835.13.BL | EGA | LBS | 2013 | Pondok Kopi
E305 | E305-1 | ABB | LBS | 2001 | Kramat Jati
E305 | E305-2 | ABB | LBS | 2001 | Kramat Jati
E34 | E34-1 | ABB | LBS | 2013 | Kramat Jati
E34 | E34-2 | ABB | LBS (MOTORIZE) | 2013 | Kramat Jati
E34 | E34-3 | ABB | PB TRAFO | 2013 | Kramat Jati
E51 | E51-2 | ABB | LBS | 2001 | Kramat Jati
E51 | E51-3 | ABB | PB TRAFO | 2003 | Kramat Jati
E51 | E51-4 | ABB | CBOG | 2001 | Kramat Jati
SD230 | 2139.13 BL | GAE | LBS MOTORIZE | 2013 | Tanjung Priok
KJ128 | KJ 128 - PT | FLUOKIT M | PGDB |  | Kebon Jeruk
KJ84 | KJ 84 - LBS | SCHNEIDER | LBS |  | Kebon Jeruk
SP202 | SP 202 - LBS | SCHNEIDER | LBS |  | Kebon Jeruk
E130 | E130-1 | SCHNEIDER | LBS (MOTORIZE) | 2016 | Kramat Jati
E130 | E130-3 | SCHNEIDER | PB TRAFO | 2016 | Kramat Jati
BT258 | - | SCHNEIDER | LBS |  | Bintaro
A112 | A 112-02 | SCHNEIDER | LBS |  | Bandengan
A112 | A 112-03 | SCHNEIDER | LBS |  | Bandengan
BT293 | - | EGA | LBS |  | Bintaro
BT258 | - | SCHNEIDER | LBS |  | Bintaro
BT108 | - | MG SM6 | LBS |  | Bintaro
TD165 | - | GAE | LBS |  | Bintaro
B337 | B 337-01 | FLUOKIT M | LBS 1 |  | Bandengan
TD196 | - | TAMCO | LBS |  | Bintaro
BT278 | BT278 | EGA | LBS |  | Bintaro
BT174 | BT174 | SCHNEIDER | LBS |  | Bintaro
BT219 | BT219 | GAE | LBS |  | Bintaro
CP44D | CP44D | KIT 27,2 | LBS |  | Bintaro
B218 | B 218-02 | MG VERCORS 6 | LBS 2 |  | Bandengan
B218 | B 218-03 | MG VERCORS 6 | PGDB |  | Bandengan
B218 | B 218-05 | MG VERCORS 6 | B1 |  | Bandengan
BT157 | BT157 | MG | LBS |  | Bintaro
BT221 | BT221 | SCHNEIDER | LBS |  | Bintaro
BT221 | BT221 | SCHNEIDER | LBS |  | Bintaro
KB512 | KB 512 | SCHNEIDER | LBS |  | Bulungan
KB512 | KB 512 | SCHNEIDER | PGC |  | Bulungan
CP44A | CP44A | FLUOKIT M | LBS |  | Bintaro
CD321 | CD321 | GAE | LBS |  | Bintaro
B382 | B 382-02 | SIEMENS | LBS 2 |  | Bandengan
TT45P | 27096/075/12/01/E6 | GAE | PMT | 2012 | Menteng
B382 | B 382-03 | MG SM 6 | PGDB |  | Bandengan
CD321 | CD321 | GAE | LBS |  | Bintaro
CD89 | CD89 | ABB | LBS |  | Bintaro
CD89 | CD89 | ABB | LBS |  | Bintaro
BT105 | BT105 | M G (SM6) | LBS |  | Bintaro
BT248 | BT248 | EGA | LBS |  | Bintaro
B44A | B 44A-02 | EGA | LBS 2 MOTORIZED | 2017 | Bandengan
MP137 | 0 | SCHNEIDER | LBS MOTORIZE |  | Bulungan
MP137 | 0 | SCHNEIDER | PGC |  | Bulungan
BT282 | BT282 | EGA | LBS |  | Bintaro
KB510 | KB 510 | ABB | LBS |  | Bulungan
KB510 | KB 510 | ABB | LBS |  | Bulungan
KB510 | KB 510 | ABB | PB |  | Bulungan
BT232 | BT232 | FLUOKIT | LBS |  | Bintaro
PP140 | 0 | EGA | LBS MOTORIZE |  | Bulungan
BT232 | BT232 | FLUOKIT | LBS |  | Bintaro
KB279 | KB279 | GAE | LBS |  | Bintaro
B52NEW | 0113.19.213 | EGA | LBS MOTORIZED | 2019 | Bandengan
B52NEW | 0234.19.214 | EGA | PB 1 | 2019 | Bandengan
B52NEW | 0233.19.214 | EGA | PB 2 | 2019 | Bandengan
SD160 |  | MG SM 6 | PB |  | Tanjung Priok
SD172 | 409.12.BL | EGA | LBS |  | Tanjung Priok
S21G | S 21G - S9503687 | EGA | PB-1 |  | Cempaka Putih
PG419 | PG419 | SCHNEIDER | ACO | 2018 | Cempaka Putih
KDR148 | 28951/071/13/01/E6 | GAE | PMT | 2013 | Cengkareng
D340P | 131165 | GAE | PMT | 2013 | Menteng
TT51 | CBOMABB01 | ABB | CBOM | 2013 | Menteng
S11FIS | S 11FIS | F & G | PMT |  | Cempaka Putih
S11FIS | S 11FIS | F & G | PMT |  | Cempaka Putih
S101 | S 101 | SCHNEIDER SM6 | PGC |  | Cempaka Putih
S22E | 24995/105/11/02/E6 | EGA | PB2 | 2011 | Cempaka Putih
SP220 | SP 220 - B1 | MG V6 | LBS |  | Kebon Jeruk
SP220 | SP 220 - LBS | MG V6 | PT |  | Kebon Jeruk
SP220 | SP 220 - LBS | MG V6 | PGDB |  | Kebon Jeruk
SP231 | SP 231 - B1 | EGA | LBS |  | Kebon Jeruk
SP231 | SP 231 - PGDB | EGA | LBS |  | Kebon Jeruk
SP231 | SP 231 - PT | GAE | PB |  | Kebon Jeruk
SP38 | SP 38 - B1 | GAE | CBOM |  | Kebon Jeruk
SP97A | CI-2017-W19-5-0027 | SCHNEIDER | CBOM | 2017 | Kebon Jeruk
SP97B | SP 97B - LBS | MG | LBS |  | Kebon Jeruk
SP133 | - | SCHNEIDER | PGC | 2017 | Menteng
KJ178 | KJ 178 - B1 | FLUOKIT M | B1 |  | Kebon Jeruk
KN65 | 0 | SCHNEIDER | CBOM |  | Menteng
KS71 | 62403 | SCHNEIDER | PGC |  | Menteng
T312 | 19102 | MGSM6 | PMT |  | Menteng
SP120 | 1361-17-213 | EGA | LBS | 2016 | Kebon Jeruk
SP120 | CI-2016-W49-4-0056 | SCHNEIDER | LBS | 2016 | Kebon Jeruk
CN42 | 758.13BF | EGA | PB | 2012 | Ciputat
D344P | 29636 | GAE | PMT | 2013 | Menteng
D344P | 29634 | GAE | PMT | 2013 | Menteng
K255 | 95102 | MGSM6 | PMT |  | Menteng
SP78 | SP 78 - LBS | EGA | LBS |  | Kebon Jeruk
D308 | - | SCHNEIDER | CBO-JAR | 2017 | Menteng
D301 | - | EGA | PMT | 2016 | Menteng
CN48 | 1493.13 BL | EGA | LBS | 2012 | Ciputat
CN48 | 754.13BF | EGA | PB | 2012 | Ciputat
CP29F | 13.0114 | ABB | LBS | 2013 | Ciputat
CP29F | 13.0002 | ABB | LBS | 2013 | Ciputat
CP29F | 13.031 | ABB | PB | 2013 | Ciputat
KB548 | KB 548 | GAE | LBS |  | Bulungan
KB548 | KB 538 | GAE | PB |  | Bulungan
KB558 | KB 558 | MERLIN GERLIN | LBS |  | Bulungan
KB558 | KB 558 | MERLIN GERLIN | LBS |  | Bulungan
TT46P | 82502 | GAE | PMT | 2012 | Menteng
CP409 | 1475.13 BL | EGA | LBS | 2012 | Ciputat
CP409 | 1503.13 BL | EGA | LBS | 2012 | Ciputat
MD17 | 557 | FLOUKIT M | PB |  | Marunda
CP421 | . | ABB | CBOM | 2013 | Ciputat
CP417 | . | ABB | PB | 2013 | Ciputat
CP424 | 13.0194 | ABB | LBS | 2013 | Ciputat
CP424 | 130345 | ABB | PB | 2013 | Ciputat
PK233 | 20763/126/06/03/EG | GAE | PGC |  | Tanjung Priok
PK233 | - | GAE | LBS |  | Tanjung Priok
S22B | S 22B | SIEMENS | PMT |  | Cempaka Putih
S22B | S 22B | SIEMENS | PB |  | Cempaka Putih
SC3P | 1302334 | EGA | PB TRAFO |  | Cempaka Putih
JS208 | 187613BL | EGA | LBS | 2013 | Pondok Gede
JS208 | 93713BF | EGA | PB | 2013 | Pondok Gede
KDR146 | CSF63069 | ORMAZABAL | LBS | 2016 | Cengkareng
KDR146 | CSF63030 | ORMAZABAL | PB | 2016 | Cengkareng
KB533 | KB 533 | GAE | PGC |  | Bulungan
KL173 | KL 173 | GAE | LBS |  | Bulungan
KL173 | KL 173 | GAE | LBS |  | Bulungan
KL173 | KL 173 | FLOUKIT M | PB |  | Bulungan
PG65N | PG 65N-0385 | EGA | LBS |  | Cempaka Putih
PG329 | PG 329 - 4889 | KIT M | PMT |  | Cempaka Putih
MK80 | 130170 | KIT 27,2 | PB |  | Bandengan
B172 | S1SE9506034 | SCHENEIDER | PGC |  | Bandengan
B137 | B 137-2 | EGA | LBS MOTORIZE |  | Bandengan
B137 | B 137-3 | EGA | PGC |  | Bandengan
CN86 | 131577 | ABB | LBS | 2013 | Ciputat
SP24 |  | FLUOKIT-M | PMT |  | Menteng
SP24 |  | FLUOKIT-M | PB |  | Menteng
D247 | - | EGA | PMT |  | Menteng
D247 | - | SCHNEIDER | PMT |  | Menteng
D247 | - | SCHNEIDER | PGC |  | Menteng
D318 | - | SCHNEIDER | CBOM |  | Menteng
D318 | - | SCHNEIDER | PMT |  | Menteng
D318 | - | SCHNEIDER | LBS | 2017 | Menteng
D256 |  | MERLIN GERIN | PMT |  | Menteng
D256 |  | MERLIN GERIN | PT |  | Menteng
D256 |  | MERLIN GERIN | B1 |  | Menteng
KN69 |  | FLUOKIT-M | PMT |  | Menteng
KN69 |  | FLUOKIT-M | PMT |  | Menteng
KN69 |  | FLUOKIT-M | PGC |  | Menteng
KB31A | 0 | EGA | LBS | 2018 | Menteng
KB31A | 0 | EGA | LBS MOTORIZE | 2018 | Menteng
KB31A | 39-5-0027 | SCHNEIDER | PB | 2019 | Menteng
KB31 |  | FLUOMATIC | PMT |  | Menteng
KB31 |  | FLUOMATIC | PMT |  | Menteng
KB31 |  | FLUOMATIC | PB1 |  | Menteng
KB31 | 0 | GAE | PB2 |  | Menteng
MG69 | 0 | SCHNEIDER | LBS MOTORIZE | 2017 | Menteng
MG69 | 0 | EGA | PGC |  | Menteng
MG69 | 0 | SCHNEIDER | PGC |  | Menteng
MG69 | - | EGA | LBS |  | Menteng
KN11 |  | FLUOKIT.M | PMT |  | Menteng
KN11 |  | FLUOKIT.M | B1 |  | Menteng
KN11 |  | FLUOKIT.M | PGDB |  | Menteng
KN11 |  | FLUOKIT.M | PMT |  | Menteng
KN11 |  | FLUOKIT.M | PT |  | Menteng
D318 | 1570-13BF | EGA | PB | 2013 | Menteng
KJ133 | KJ 133 - LBS1 | SCHNEIDER | LBS MOTORIZED |  | Kebon Jeruk
B84 | B 84 - 4 | FLUOKIT M | PGC |  | Bandengan
SN131 | 29521/094/13/01/E6 | GAE | CBO |  | Bulungan
D297P | 75403 | SCHNEIDER | PB |  | Menteng
KN65 | 0 | SCHNEIDER | LBS MOTORIZE |  | Menteng
KS71 | 62402 | EGA | PMT |  | Menteng
SP134 | 19417212 | EGA | LBS | 2016 | Kebon Jeruk
T312 | T312 | EGA | PMT | 2017 | Menteng
SP134 | CI-2016-W53-2-0033 | EGA | LBS | 2016 | Kebon Jeruk
SP120 | SP 120 - PB | EGA | PB | 2016 | Kebon Jeruk
CN42 | 1534.13 BL | EGA | LBS | 2012 | Ciputat
TP96 | TP 96 | GAE | PGC |  | Cempaka Putih
TP12A | TP 12A | EGA | PB 2 |  | Cempaka Putih
D342P | 131180 | ABB | PMT | 2013 | Menteng
KJ118 | KJ 118 - LBS2 | MG | LBS |  | Kebon Jeruk
CL12 |  | SCHNEIDER SM6 | LBS |  | Marunda
K36 | K 36 PMT -K33A | SCHNEIDER SM6 | PMT |  | Cempaka Putih
S21BN | S 21B | EGA | PB |  | Cempaka Putih
PK284 |  | SCHNEIDER SM6 | LBS |  | Marunda
BK193 | 10 | SCHNEIDER SM6 | PGC | 2015 | Marunda
KG49 |  | FLUOKIT M | CBOM |  | Marunda
KJ162 | KJ 162 - PGC | FLUOKIT M | PGC |  | Kebon Jeruk
SP179 | SP 179 - PB2 | SIEMENS | PB |  | Kebon Jeruk
SP179 | SP 179 - PB3 | FLUOKIT M | PB |  | Kebon Jeruk
GH0225 | GH225-ARAH KOPEL | MG SM6 MOTORIZE | PMT |  | Cempaka Putih
SP11C | SP 11C - PB | EGA | PB | 2015 | Kebon Jeruk
GH0225 | GH225-ARAH TP 12 A | ABB UNISWITCH (M) | PMT |  | Cempaka Putih
CP431 | 131278 | ABB | LBS | 2013 | Ciputat
CP431 | 131201 | ABB | LBS | 2013 | Ciputat
CP431 | 131411 | ABB | PB | 2013 | Ciputat
KM48 | KM 48 | SM6 | PGC |  | Cempaka Putih
KJ76 | KJ 76 - PT | FLUOKIT M | PB |  | Kebon Jeruk
SP206 | SP 206 - PB2 | ABB BC5 | LBS |  | Kebon Jeruk
SP11B | SP11B-PB1 | EGA | PB | 2017 | Kebon Jeruk
SP250 | SP 250 - PB | GAE | RMU |  | Kebon Jeruk
KJ258 | KJ 258 - LBS | SCHNEIDER | LBS MOTORIZED |  | Kebon Jeruk
SP252 | SP 252 - LBS | CONTACT PLZ | LBS |  | Kebon Jeruk
PLLB | 10356 | UNINDO | LBS | 2007 | Bandengan
PK159N | 9508419L | MG SM6 | PB |  | Tanjung Priok
KDR156 | 1094.13.BF | EGA | PB | 2013 | Cengkareng
PK291 | 2048410003 | ABB SAFEPLUS | LBS | 2001 | Tanjung Priok
PK291 | 2046900002 | ABB SAFEPLUS | PB TRAFO | 2001 | Tanjung Priok
TD465 | 131488 | ABB | LBS | 2013 | Ciputat
KG58 | 500345400/ 2061-12 | ABB SAFEPLUS | LBS |  | Tanjung Priok
SD87 | SD87-CBO1 | FLUOKIT M | CBOM |  | Tanjung Priok
PK160 | 19177 | GAE | LBS |  | Tanjung Priok
SD6 | - | EGA | LBS |  | Tanjung Priok
SD39A | SD39A-PB1 | FLUOKIT M24+ | TP/PB TRAFO |  | Tanjung Priok
SD6 | - | KIT 25 | LBS |  | Tanjung Priok
SD39A | SD39A-PB2 | FLUOKIT M24+ | TP/PB TRAFO |  | Tanjung Priok
PK88 | 2880 | SM6 | LBS MOTORIZE |  | Tanjung Priok
KG341 | CV 726664/+J11 | SIEMENS | PGDB |  | Tanjung Priok
MK239 | 18964 | GAE | PB 1 |  | Bandengan
MK337 | CI 2017 W19 4 0034 | SCHNEIDER | LBS 2 |  | Bandengan
PIK32 | CI-2015-W33-2-0033 | SCHNEIDER SM6 | PGC | 2015 | Bandengan
K72 | K 72 | EGA | PB | 2017 | Cempaka Putih
SP58T | 0(SP 58T) | GAE | LBS |  | Kebon Jeruk
PD55 | 20012048690003 | ABB SAFEPLUS | LBS | 2001 | Pondok Gede
PD55 | 20012049510003 | ABB SAFEPLUS | LBS | 2001 | Pondok Gede
CK226 | - | SCHENEIDER SM6 | LBS |  | Marunda
BK171 | 24038/103/11/01/E6 | GAE - GLS | LBS | 2011 | Marunda
BK171 | 42.12BF | EGA | PB | 2012 | Marunda
CK222 | - | SCHNEIDER SM6 | PB TRAFO |  | Marunda
SN140 | 0 | EGA | CBO |  | Bulungan
TD52 | c1-2016-w31-5-0055 | SCHNEIDER | PB2 | 2016 | Bulungan
KN87 |  | FLOUKIT-M | PGC |  | Menteng
KN87 |  | FLOUKIT-M | PMT |  | Menteng
KN87 |  | FLOUKIT-M | PMT |  | Menteng
S108 |  | MG VM6 | PMT |  | Menteng
S108 |  | MG VM6 | PMT |  | Menteng
KN90 | PGC | FLOUKIT.M | PGC |  | Menteng
KN90 |  | FLOUKIT.M | PMT |  | Menteng
KN90 |  | FLOUKIT.M | PMT |  | Menteng
KN44N | 0 | EGA | PMT |  | Menteng
KN44N | 0 | EGA | PMT |  | Menteng
KN44N | 0 | EGA | PB |  | Menteng
P33 |  | KIT-25 | PMT |  | Menteng
S108 | - | MERLIN GERIN SM6 | PGDB |  | Menteng
KB36G |  | KIT-25 | PB1 |  | Menteng
KB36G | 0 | SCHNEIDER | PMT | 2016 | Menteng
KB36G | 0 | SCHNEIDER | PMT | 2016 | Menteng
KB36G |  | KIT-25 | PB2 |  | Menteng
KB77D | 0 | GAE | PB |  | Menteng
KB77D | 0 | EGA | PMT |  | Menteng
KB77D |  | ABB | PB |  | Menteng
KB77D |  | KIT-25 | PMT |  | Menteng
KB386 | 0 | ORMAZAMBAL | LBS |  | Menteng
KB386 | 0 | ORMAZAMBAL | LBS |  | Menteng
KB386 | 0 | ORMAZAMBAL | PT |  | Menteng
KN101 |  | ALMAJABAR | PMT |  | Menteng
KN101 |  | ALMAJABAR | PMT |  | Menteng
KN101 |  | ALMAJABAR | PB |  | Menteng
KB36H |  | MG SM6 | PMT |  | Menteng
KB36H |  | MG SM6 | PB1 |  | Menteng
KB36H |  | MG SM6 | PB2 |  | Menteng
KB36H |  | MG SM6 | PMT |  | Menteng
KN63 | 12482 | FLOUKIT | LBS | 2010 | Menteng
KN63 | 12485 | FLOUKIT | LBS | 2010 | Menteng
KN63 | 12488 | FLOUKIT | LBS | 2010 | Menteng
KN63 | 12484 | FLOUKIT | LBS | 2010 | Menteng
KN63 | 1894 | FLOUKIT | CBOM | 2010 | Menteng
KN63 | - | MERLIN GERIN | LBS |  | Menteng
KN63 | - | MERLIN GERIN | LBS |  | Menteng
MG107 |  | PLOUKIT.M | B1 |  | Menteng
MG107 |  | PLOUKIT.M | PMT |  | Menteng
MG107 |  | PLOUKIT.M | PMT |  | Menteng
MG107 |  | PLOUKIT.M | PGC |  | Menteng
MG70 | 0 | FLUOKIT-M | PMT |  | Menteng
MG70 | 0 | EGA | PMT | 2017 | Menteng
MG70 | 0 | ABB | B1 |  | Menteng
MG70 | 0 | ABB | PT |  | Menteng
MG70 | 0 | ABB | PGDB |  | Menteng
KB76 | 0 | SCHNEIDER | PMT |  | Menteng
KB76 | 0 | FLUOKIT M | PGDB |  | Menteng
KB76 | 0 | SCHNEIDER | PMT |  | Menteng
KB76 | 0 | KIT-27,2 | PT |  | Menteng
KB76 |  | KIT 27.2 | B1 |  | Menteng
KB76 | - | FLOUKIT | B1 |  | Menteng
KB226B |  | GAE | PGC |  | Menteng
KB226B |  | GAE | PMT |  | Menteng
KB226B |  | GAE | PMT |  | Menteng
SN106 | SN 105 | SIEMENS | LBS |  | Bulungan
PD75P | 5016702941011010 | ABB | LBS | 2016 | Kramat Jati
A92 | A 92-01 | EGA | PGC |  | Bandengan
A92 | A 92-03 | SCHNEIDER | PB 1 |  | Bandengan
A92 | A 92-05 | EGA | LBS |  | Bandengan
B294 | B 294-02 | SCHNEIDER SM6 | LBS MOTORIZED | 2017 | Bandengan
B294 | B 294-01 | EGA | LBS MANUAL | 2017 | Bandengan
KG321 | 1798 | FLOUKIT M+24 | LBS |  | Tanjung Priok
B99 | B 99-02 | ORMAZABAL | LBS |  | Bandengan
TD169 | . | KIT 27,2 | LBS |  | Ciputat
TD169 | . | KIT 25 C | LBS |  | Ciputat
B68F | B 68F-01 | FLOUKIT M | LBS |  | Bandengan
B68F | B 68F-02 | FLOUKIT M | LBS |  | Bandengan
B68F | B 68F-03 | KIT 25 | PB |  | Bandengan
B396 | B 396-04 | FLOUKIT M | PT |  | Bandengan
MK32 | MK 32-02 | ORMAZABAL | LBS |  | Bandengan
MK9 | T7300505032314-0032 | SIEMENS | LBS | 2017 | Bandengan
MK9 | T73005052683-0357 | SIEMENS | PB | 2017 | Bandengan
MK3 | MK 3-01 | KIT 27.2 | PB |  | Bandengan
MK479NEW | CI.2015.W33.4.0030 | SCHENEIDER | CBO | 2021 | Bandengan
MK422 | CV763444-000390/014 | SIEMENS | PB |  | Bandengan
MK438 | MK 438-0116.21.213 | EGA | LBS |  | Bandengan
MK438 | MK 438-01.26.21.213 | EGA | LBS |  | Bandengan
MK438 | MK 438-0233.20 | ULUSOY | PB |  | Bandengan
MK438 | MK 438-05 | GAE | PGC |  | Bandengan
SP82C | SP 82C - LBS | MG | LBS |  | Kebon Jeruk
SP82C | SP 82C - LBS | MG | PB |  | Kebon Jeruk
SP82C | SP 82C - PB 2 | MG | PB |  | Kebon Jeruk
PG99 | 21795/057/09/03/E6 | GAE | CBOM | 2009 | Pondok Kopi
KN206 | 131642 | SCHNEIDER | CBOM | 2013 | Menteng
SP23 | SP 23 - PB2 | FLUOKIT M | LBS |  | Kebon Jeruk
KJ168 | KJ 168 - LBS | MG. SM6 | LBS |  | Kebon Jeruk
TP106P | TP 106P | EGA MOTORIS | PMT |  | Cempaka Putih
TP106P | TP 106P | EGA | PB |  | Cempaka Putih
KL49 | 0(KL 49) | SCHNEIDER | LBS |  | Kebon Jeruk
KL49 | 0(KL 49) | SCHNEIDER | LBS |  | Kebon Jeruk
KL49 | 0(KL 49) | SCHNEIDER | PB |  | Kebon Jeruk
KL49 | 0(KL 49) | SCHNEIDER | PB |  | Kebon Jeruk
GD324 | SM.1036140.CI | SCHNEIDER SM6 | LBS |  | Ciracas
GD324 | SM.1036123.CI | SCHNEIDER SM6 | LBS |  | Ciracas
KG59 | - | SCHNEIDER SM6 | LBS |  | Tanjung Priok
CN80 | . | FLUOKIT M | LBS |  | Ciputat
PK25A | - | SIEMENS | LBS |  | Tanjung Priok
B91 | B 91-03 | EGA | PB | 2017 | Bandengan
PK202 | S9501916 | MG | LBS |  | Tanjung Priok
A22 | A 22-01 | SCHNEIDER | PB |  | Bandengan
A22 | A 22-02 | EGA | LBS |  | Bandengan
A22 | A 22-03 | EGA | LBS |  | Bandengan
PP113 | 11398 | FLOUKIT M | LBS |  | Bulungan
PP113 | 11399 | FLOUKIT M | LBS |  | Bulungan
PK181 | - | FLUOKIT M24 | LBS |  | Tanjung Priok
PK181 | - | FLUOKIT M24 | LBS |  | Tanjung Priok
PK181 | - | FLUOKIT M24 | LBS |  | Tanjung Priok
PK181 | - | FLUOKIT M24 | PGC |  | Tanjung Priok
B326 | B 326-02 | FLUOKIT M | LBS 2 |  | Bandengan
B326 | B 326-03 | FLUOKIT M | PT |  | Bandengan
B326 | B 326-04 | FLUOKIT M | PGDB |  | Bandengan
B326 | B 326-05 | ABB UNISWITCH | PB |  | Bandengan
PK180 | - | SCHNEIDER SM6 | PB |  | Tanjung Priok
PK180 | - | SCHNEIDER SM6 | PGC |  | Tanjung Priok
CN12 | . | ABB | PB 1 |  | Ciputat
B251 | B 251-01 | FLUOKIT M | LBS 1 |  | Bandengan
B251 | B 251-02 | FLUOKIT M | LBS 2 |  | Bandengan
PK35 | - | MG | LBS |  | Tanjung Priok
PK35 | - | EGA | PB |  | Tanjung Priok
B251 | B 251-04 | FLUOKIT M | PB 2 |  | Bandengan
PP116 | PP 116 | ABB | LBS MOTORIZE |  | Bulungan
TD87B | . | KIT 25 C | LBS |  | Ciputat
PP116 | PP 116 | ABB | CBO |  | Bulungan
TD287 | . | F&G | LBS |  | Ciputat
TD287 | . | F&G | PB |  | Ciputat
PIK12 | 1608012 | EGA | LBS |  | Bandengan
PK35B | - | FM | LBS |  | Tanjung Priok
PIK12 | 1702836 | EGA | LBS |  | Bandengan
PK35B | - | FM | LBS |  | Tanjung Priok
PIK12 | 1707228 | EGA | PB 1 |  | Bandengan
MP186 | MP 186 | EGA | PB |  | Bulungan
PK35B | - | FM | PB 2 |  | Tanjung Priok
CP309 | - | GAE | LBS |  | Ciputat
PP121 | PP 121 | ABB | LBS MOTORIZE |  | Bulungan
KG329 | - | SCHNEIDER SM6 | PT |  | Tanjung Priok
KG329 | - | SCHNEIDER SM6 | CBO |  | Tanjung Priok
CP159 | - | SIEMENS | LBS |  | Ciputat
CP159 | - | SIEMENS | LBS |  | Ciputat
CP159 | - | SIEMENS | PB |  | Ciputat
KG211 | 9304442 | SCHNEIDER SM6 | LBS |  | Tanjung Priok
KG211 | 9123780 | SCHNEIDER SM6 | LBS |  | Tanjung Priok
KG211 | - | SCHNEIDER SM6 | CBO |  | Tanjung Priok
TD274 | - | SIEMENS | LBS |  | Ciputat
TD274 | - | SIEMENS | LBS |  | Ciputat
TD274 | - | SIEMENS | PB |  | Ciputat
PK195 | 702793 | MG SM 6 | PGC |  | Tanjung Priok
PK195 | 702795 | MG SM 6 | PGC |  | Tanjung Priok
PK195 | 702797 | MG SM 6 | PGC |  | Tanjung Priok
PK9BIS | 5594 | FLUOKIT M 24 | LBS |  | Tanjung Priok
PK9BIS | SM 1040077 C1 | SM 6 | LBS |  | Tanjung Priok
PK9BIS | - | FLUOKIT M 24 | KOPEL 2 |  | Tanjung Priok
E278 | E278-LBSGI-5142 | SCHNEIDER | LBS | 2016 | Kramat Jati
PK87 | - | KIT 25 | PT |  | Tanjung Priok
PK29A | - | SCHNEIDER SM6 | LBS |  | Tanjung Priok
PK223 | - | MG V 6 | PGDB |  | Tanjung Priok
KG1 | - | FLUOKIT M | LBS |  | Tanjung Priok
KG1 | - | EGA | LBS |  | Tanjung Priok
E87 | E 87-PB-T73050653340007 | SIEMENS | PB | 2017 | Kramat Jati
E402 | E402-4 | EGA | LBS (MOTORIZE) | 2013 | Kramat Jati
E87 | E87-T730050613340225 | SIEMENS | LBS | 2017 | Kramat Jati
TD279P | - | SIEMENS | LBS |  | Ciputat
TD224 | - | KIT 25 C | PB2 |  | Ciputat
CN60 | - | ABB | LBS |  | Ciputat
TD22F | - | ORMAZABAL | LBS |  | Ciputat
CN40 | - | FLUOKIT M | LBS |  | Ciputat
TD162 | - | F&G | PB |  | Ciputat
PS34 | PS.34-PS60A | EGA | PB 1 |  | Cempaka Putih
PS60A | PS 60 A - PS 60 | SCHNEIDER SM 6 | PMT |  | Cempaka Putih
PS60A | PS 60 A - PS 34 | SCHNEIDER SM 6 | PMT |  | Cempaka Putih
PS60A | PS 60 A - PB | SCHNEIDER SM 6 | PB |  | Cempaka Putih
PS46 | PS 46- PS 60 | SCHNEIDER SM 6 | PMT |  | Cempaka Putih
PS26 | PS 26 -PB2 | EGA | PB 2 |  | Cempaka Putih
PS73 | PS 73 - PS 48 | SCHNEIDER SM6 | PMT |  | Cempaka Putih
PB46 | 20032131610006 | ABB SAFEPLUS | PB | 2003 | Pondok Kopi
E109 | E109-PGDB | SCHNEIDER | CBOM | 2012 | Kramat Jati
PL181 | 0256.21.213 | EGA | LBS MOTORIZE | 2021 | Pondok Kopi
PS53 | PS 53 - PB | ABB | PB |  | Cempaka Putih
PS45 | PS 45 - PS 16 | SCHNEIDER SM6 | PMT | 2011 | Cempaka Putih
B332 | B 332 | SCHNEIDER SM-6 | PB 1 | 2017 | Bandengan
B332 | B 332-04 | EGA | PB 2 | 2015 | Bandengan
B374 | B 374-01 | ORMAZABAL | LBS |  | Bandengan
B374 | B 374-02 | ORMAZABAL | LBS |  | Bandengan
B374 | B 374-03 | ORMAZABAL | PB |  | Bandengan
PK65C | 5105 | SCHNEIDER SM6 | LBS |  | Tanjung Priok
PK65C | - | FLUOMATIC | PB 1 |  | Tanjung Priok
PK65C | 739113-00230/003 | SIEMENS | PB 2 |  | Tanjung Priok
GH0232 | GH 232 | FLUOKIT M | PMT |  | Cempaka Putih
GH0232 | GH 232 | FLUOKIT M | PMT |  | Cempaka Putih
GH0232 | GH 232 | FLUOKIT M | PMT |  | Cempaka Putih
B109 | B 109-01 | EGA | LBS |  | Bandengan
B109 | B 109-02 | EGA | LBS |  | Bandengan
B205 | B 205-01 | ORMAZABAL | LBS |  | Bandengan
B68B | B 68B-03 | FLUOKIT M | PB |  | Bandengan
B68B | B 68B-06 | FLOUKIT M | B1 |  | Bandengan
B24A | 2019CSF63441 | ORMAZABAL | LBS | 2019 | Bandengan
B24C | B 24C-02 | ORMAZABAL | LBS |  | Bandengan
E321 | E321-PGC2-1348 | SCHNEIDER | PGC | 2015 | Kramat Jati
E321 | E321-LBS-12061 | SCHNEIDER | LBS (MOTORIZE) | 2016 | Kramat Jati
E321 | E321-LBS-1004703 | SCHNEIDER | LBS | 2012 | Kramat Jati
SD91 | 624 | FLOUKIT M 24 | LBS |  | Tanjung Priok
SD91 | 4935 | FLOUKIT M 24 | LBS |  | Tanjung Priok
E2N | E2N-E3-20050035 | SCHNEIDER | LBS | 2016 | Kramat Jati
SD10 | 4341 | FLOUKIT M+24 | PB TRAFO |  | Tanjung Priok
SD10 | 14110 | FLOUKIT M+24 | LBS |  | Tanjung Priok
SD10 | 4668 | FLOUKIT M+24 | PB TRAFO |  | Tanjung Priok
PK47F | 411205/09 | SCHNEIDER SM6 | PB TRAFO |  | Tanjung Priok
CN69 | . | MERLIN GERIN | PB |  | Ciputat
TD291 | . | KIT 25 C | PB |  | Ciputat
TD299 | 1137 | FLUOKIT M | PB |  | Ciputat
CP113 | . | MERLIN GERIN | LBS |  | Ciputat
CP113 | . | MERLIN GERIN | LBS |  | Ciputat
B35A | B 35-04 | FLUMATIC | PB |  | Bandengan
KDR91 | 0029/2012 | SCHENEIDER | PMT | 2012 | Cengkareng
A92 | A 92-04 | EGA | LBS |  | Bandengan
SD70 | 751 | FLOUKIT M 24 | PB TRAFO |  | Tanjung Priok
SD70 | 6104 | FLOUKIT M 24 | LBS |  | Tanjung Priok
SD70 | 4838 | FLOUKIT M 24 | LBS |  | Tanjung Priok
B195 | 4697/2011 | FLUOKIT M | PB2 |  | Bandengan
TD169 | IEC 62271-200 | SCHNEIDER | PB | 2019 | Ciputat
B47C | 1191.17.212 | EGA | LBS MANUAL | 2017 | Bandengan
MK32 | MK 32-01 | ORMAZABAL | LBS |  | Bandengan
MK9 | T73005052683-0097 | SIEMENS | LBS | 2017 | Bandengan
MK479NEW | 1583.21.213 | EGA | LBS | 2021 | Bandengan
MK422 | CV733362-000090/009 | SIEMENS | LBS |  | Bandengan
MK422 | CV735554-000160/001 | SIEMENS | PGC |  | Bandengan
MK438 | MK 438-04 | GAE | PGC |  | Bandengan
MK481P | SB-2011-W46-3-0080 | SCHNEIDER RM 6 | PB |  | Bandengan
MK481P | SB-2012-W28-2-0026 | SCHNEIDER RM 6 | LBS |  | Bandengan
E55 | E55-PB2- | SCHNEIDER | PB | 2017 | Kramat Jati
E55 | E55-E 393 | SCHNEIDER | LBS | 2017 | Kramat Jati
SD206 | - | SCHNEIDER SM6 | PB TRAFO |  | Tanjung Priok
B51 | 0185.16.214 | EGA | LBS |  | Bandengan
B51 | 0247.16.212 | EGA | LBS |  | Bandengan
PD79 | PD79-E 393 | SM6-SCHNEIDER | LBS | 2010 | Kramat Jati
SN106 | SN 106 | SIEMENS | LBS |  | Bulungan
SN107 | C1/2018.W354.0014 | SCHNEIDER | LBS | 2018 | Bulungan
B421 | B 421-01 | FLUOKIT M BIRU | LBS 1 |  | Bandengan
SN107 | C1/2018.W392.0037 | SCHNEIDER | LBS MOTORIZE | 2018 | Bulungan
MK481P | SB-2012-W28-2-0052 | SCHNEIDER RM 6 | LBS |  | Bandengan
BT303 | BT303 | ABB | LBS |  | Bintaro
MB45 | MB 45-01 | SCHNEIDER SM6 | LBS 1 |  | Bandengan
MB45 | MB 45-02 | SCHNEIDER SM6 | LBS 2 |  | Bandengan
B106 | CI-2017-W11-7-0002/EJ.070 | SCHNEIDER SM6 | PB 1 | 2017 | Bandengan
BT260 | BT260 | EGA | LBS |  | Bintaro
BT260 | BT260 | EGA | LBS |  | Bintaro
TD122P | TD122P | GAE | LBS |  | Bintaro
B257 | CI-2017-W08-2-0023 | SCHNEIDER SM6 | CBO RC | 2017 | Bandengan
TD122A | TD122A | KIT 27,2 | LBS |  | Bintaro
B63A | B 63A-02 | ORMAZABAL | LBS 2 |  | Bandengan
CD41E | CD41E | KIT 27,2 | LBS |  | Bintaro
BT87 | BT87 | FLUOKIT M | LBS |  | Bintaro
BT37P | BT37P | C.PLASMA | LBS |  | Bintaro
B277 | B 277-01 | ABB UNISWITCH | LBS-01 |  | Bandengan
B277 | B 277-04 | ABB UNISWITCH | PB-02 |  | Bandengan
B9B | B 9B-01 | EGA | LBS |  | Bandengan
B217 | B 217-01 | MG SM 6 | LBS 1 |  | Bandengan
KDR310 | T73005442541-0020 | SIEMENS | LBS MOT | 2017 | Cengkareng
BT204 | BT204 | GAE | LBS |  | Bintaro
SD117 | - | GAE | PB |  | Tanjung Priok
SD118 | 9235024 | EGA | LBS |  | Tanjung Priok
SD118 | 9235025 | EGA | LBS |  | Tanjung Priok
SD118 |  | MG SM 6 | PB |  | Tanjung Priok
SD118 |  | MG SM 6 | PB |  | Tanjung Priok
SD119 | 0397.20.213 | EGA | LBS | 2020 | Tanjung Priok
SD119 | 0394.20.213 | EGA | LBS | 2020 | Tanjung Priok
SD119 | 0084.21.214 | EGA | PB | 2021 | Tanjung Priok
SD119 | 1721234 | EGA | PT | 2021 | Tanjung Priok
SD119 |  | MG SM 6 | PGDB |  | Tanjung Priok
SD11A | - | EGA | LBS |  | Tanjung Priok
SD11A | - | SCHNEIDER SM6 | LBS |  | Tanjung Priok
SD11A | - | EGA | PB |  | Tanjung Priok
SD59 | - | SCHNEIDER SM6 | LBS |  | Tanjung Priok
SD124 | CV.06-5142/029 | SIEMENS | LBS |  | Tanjung Priok
SD124 | CV.06-5142/029 | SIEMENS | LBS |  | Tanjung Priok
SD124 |  | SIEMENS | PB |  | Tanjung Priok
SD125 | - | EGA | LBS |  | Tanjung Priok
SD125 | - | SCHNEIDER SM6 | LBS |  | Tanjung Priok
SD125 | - | SCHNEIDER SM6 | PB |  | Tanjung Priok
SD126 | 18523 | EGA | LBS |  | Tanjung Priok
SD126 | - | SCHNEIDER SM6 | LBS |  | Tanjung Priok
SD126 | - | EGA | PB |  | Tanjung Priok
SD126 | - | SCHNEIDER SM6 | CBO |  | Tanjung Priok
SD128 | CV-06-5142/029 | SIEMENS | LBS |  | Tanjung Priok
SD128 | CV-06-5142/003 | SIEMENS | LBS |  | Tanjung Priok
SD128 |  | SIEMENS | PB |  | Tanjung Priok
SD129 | - | EGA | LBS |  | Tanjung Priok
SD129 | - | EGA | LBS |  | Tanjung Priok
SD129 | - | EGA | PB |  | Tanjung Priok
SD130 | 14573 | FLUOKIT M+ | LBS |  | Tanjung Priok
SD130 | 14574 | FLUOKIT M+ | LBS |  | Tanjung Priok
SD130 |  | FLUOKIT M+ | PB |  | Tanjung Priok
SD131 | - | SCHNEIDER SM6 | LBS |  | Tanjung Priok
SD131 | - | SCHNEIDER SM6 | LBS |  | Tanjung Priok
SD131 | - | SCHNEIDER SM6 | PB |  | Tanjung Priok
SD132 | - | MG VERCORS M6 | LBS |  | Tanjung Priok
SD132 | - | MG VERCORS M6 | LBS |  | Tanjung Priok
SD132 | - | MG VERCORS M6 | B1 |  | Tanjung Priok
SD132 | - | MG VERCORS M6 | PT |  | Tanjung Priok
SD132 | - | MG VERCORS M6 | PGC |  | Tanjung Priok
SD133 | - | SCHNEIDER SM6 | LBS MOTORIZE |  | Tanjung Priok
SD133 | - | SCHNEIDER SM6 | LBS |  | Tanjung Priok
SD133 | - | SCHNEIDER SM6 | PB |  | Tanjung Priok
MP47 | 1217 | FLUOKIT M | PB |  | Bulungan
MP47 | 1329 | FLUOKIT M | PB |  | Bulungan
MP47 | 3757 | FLUOKIT M | PGDB |  | Bulungan
MP50 | 0333.21.214 | EGA | PB | 2021 | Bulungan
MP50 | 1221.21.213 | EGA | LBS MOTORIZE | 2021 | Bulungan
MP50 | 0893.21.234 | EGA | CBOG MOTORIZE | 2021 | Bulungan
MP51 | 594/03 | GAE | LBS |  | Bulungan
MP51 | 594/03 | SM 6 | PB |  | Bulungan
MP51 | 594/03 | GAE | LBS |  | Bulungan
MP56 | 0 | SCHNEIDER | LBS MOTORIZE |  | Bulungan
MP56 | 0 | SCHNEIDER | LBS MOTORIZE |  | Bulungan
MP56 | 0 | SCHNEIDER | PGC |  | Bulungan
MP6 | 0 | EGA | LBS MOTORIZE |  | Bulungan
MP61 | 0 | EGA | LBS MOTORIZE |  | Bulungan
MP61 | 0 | ABB | PB |  | Bulungan
MP61 | 0 | FLOUKIT M | PMT |  | Bulungan
MP61 | 0 | FLOUKIT M | PMT |  | Bulungan
MP63 | 1943 | FLOUKIT.M | B1 |  | Bulungan
MP63 | 4663 | FLOUKIT.M | PGDB |  | Bulungan
MP63 | 0 | EGA | LBS MOTORIZE |  | Bulungan
MP63 | 749 | FLOUKIT.M | PMT |  | Bulungan
MP63 | 4843 | FLOUKIT.M | PB |  | Bulungan
MP64 | 0 | FLUOKIT M | LBS |  | Bulungan
MP64 | 01720.17.213 | EGA | LBS MOTORIZE | 2017 | Bulungan
MP64 | CI-2013.104.5.0033 | SCHNEIDER | CBO | 2013 | Bulungan
KB9 | 0 | SCHNEIDER | PB |  | Bulungan
MP128 | 0 | SCHNEIDER | CBO MOTORIZE |  | Bulungan
KB320 | 0 | FLOUKIT M | LBS |  | Bulungan
KB320 | 0 | FLOUKIT M | PMT |  | Bulungan
KB587 | 0 | EGA | CBO |  | Bulungan
MP69 | 0 | SCHNEIDER | CBO MOTORIZE |  | Bulungan
KB598 | CI-2016-W06-2-0030 | SCHNEIDER | LBS MOTORIZE | 2016 | Bulungan
MP69 | 0 | SCHNEIDER | CBO MOTORIZE |  | Bulungan
MP69 | 0 | SCHNEIDER | CBO MOTORIZE |  | Bulungan
MP6A | 0 | EGA | PMT |  | Bulungan
TD350 | 0 | FLOUKIT M | METERING |  | Bulungan
MP173 | 0 | SCHNEIDER | PGC |  | Bulungan
KB320 | 0 | FLOUKIT M | PMT |  | Bulungan
MP73 | 0 | MERLIN GERIN | PMT |  | Bulungan
MP73 | 0 | MERLIN GERIN | PMT |  | Bulungan
MP73 | 0 | MERLIN GERIN | PB |  | Bulungan
KB587 | 0 | EGA | LBS |  | Bulungan
K85E | K 85 E- PB2 | ABB | PB 2 |  | Cempaka Putih
MK67 | 4670 | ABB UNISWITCH | PB |  | Bandengan
MK412 | 1091/04 | CONTACT PLASMA | LBS | 2004 | Bandengan
PLKR | 4622 | UNINDO | PB | 2011 | Bandengan
DB70 | 1018.17.214 | EGA | PB |  | Bandengan
DB83 | CV 065140/014 | SIEMENS | PB |  | Bandengan
DB66 | CV 065145/008 | SIEMENS | LBS |  | Bandengan
DB66 | CV 065145/008 | SIEMENS | LBS |  | Bandengan
MK235 | 890.13.BF | EGA | LBS |  | Bandengan
MK235 | 2682.17.213 | EGA | LBS |  | Bandengan
MK235 | 2672.17.213 | EGA | PB 1 |  | Bandengan
MK462 | 11984 | EGA | LBS |  | Bandengan
E55 | E55-PB1 | SCHNEIDER | PB | 2017 | Kramat Jati
E55 | E55-E390 | SCHNEIDER | LBS | 2017 | Kramat Jati
SN106 | SN 106 | SIEMENS | LBS |  | Bulungan
SN106 | 0 | SIEMENS | LBS |  | Bulungan
SN106 | SN 106 | SIEMENS | LBS |  | Bulungan
SN106 | SN 106 | SIEMENS | LBS MOTORIZE |  | Bulungan
SN106 | SN 106 | SIEMENS | CBO |  | Bulungan
SN106 | 0 | SIEMENS | CBOM MOTORIZE |  | Bulungan
SN112 | SN 112 | SCHNEIDER | CBO MOTORIZE |  | Bulungan
SN112 | SN 112 | SCHNEIDER | CBO MOTORIZE |  | Bulungan
SN114 | SN 114 | FLOUKIT M | LBS |  | Bulungan
SN117 | SN 117 | SCHNEIDER | LBS |  | Bulungan
D25BIS | D 25BIS-01 | ABB UNISWITCH | LBS 1 |  | Bandengan
D25BIS | D 25BIS-03 | ABB UNISWICTH | PB 1 |  | Bandengan
D25BIS | D 25BIS-04 | ABB UNISWITCH | PB 2 |  | Bandengan
B83 | B 83-02 | ORMAZABAL | LBS |  | Bandengan
MKS1 | 275151234 | EGA | CBOG | 2018 | Kramat Jati
TD417 | TD 417 | MERLIN GERLIN | LBS |  | Bulungan
TD417 | TD 417 | MERLIN GERLIN | LBS |  | Bulungan
TD417 | TD 417 | CONTACT PLASMA | PGC |  | Bulungan
TD418 | 0 | EGA | LBS MOTORIZE |  | Bulungan
TD418 | 0 | EGA | LBS |  | Bulungan
TD418 | TD 418 | FLOUKIT M | PGC |  | Bulungan
TD420 | TD 420 | UNINDO | LBS |  | Bulungan
TD420 | TD 420 | UNINDO | LBS |  | Bulungan
TD420 | TD 420 | UNINDO | PB |  | Bulungan
TD433 | TD 433 | GAE | LBS |  | Bulungan
TD433 | TD 433 | GAE | LBS |  | Bulungan
AB47 | AB47 | SCHNEIDER DM1 | PGC |  | Bandengan
KPK45G | 0009-15-209 | EGA | LBS | 2015 | Bandengan
CP397 | SB.2012.W 28-4-0033 | SNEIDER SM 6 | LBS | 2013 | Ciputat
CP397 | SB.2012.W 46-3-0071 | SNEIDER SM 6 | PB | 2013 | Ciputat
KJ176 | KJ 176 - LBS | SIEMEN | LBS | 2001 | Kebon Jeruk
KJ176 | KJ 176 - PB | SIEMEN | PB |  | Kebon Jeruk
DB42 | 338 | FLUOKIT M24 | LBS |  | Bandengan
DB42 | 338 | FLUOKIT M24 | PB |  | Bandengan
DB28 | LBS - DB28 | EGA | LBS |  | Bandengan
KL225 | 13-1511 KL 225 | ABB | LBS |  | Bulungan
KL225 | 13-1603 KL 225 | ABB | CBOG |  | Bulungan
DB28 | PB DB30 | MERLIN GERLIN | PB |  | Bandengan
MK410 | CV735554000120/004 | SCHNEIDER SM6 | LBS |  | Bandengan
BT162 | . | GAE | LBS |  | Ciputat
BT162 | . | GAE | LBS |  | Ciputat
KG147 |  | MG SM6 | PT |  | Marunda
KG147 |  | MG SM6 | PGC |  | Marunda
KJ206 | KJ 206 - LBS | GAE | LBS |  | Kebon Jeruk
SP191 | SP 191 - PGC | MG KUNING | PGDB |  | Kebon Jeruk
D298 | - | EGA | CBO | 2017 | Menteng
D298A | 73503 | MGSM6 | CBOM |  | Menteng
KJ70 | KJ 70 - LBS | EGA | LBS |  | Kebon Jeruk
KJ70 | KJ 70 - PGDB | SCHNEIDER | CBOG |  | Kebon Jeruk
KJ207 | KJ 207 - LBS | GAE | LBS MOTORIZED |  | Kebon Jeruk
PK29B | 11401 | FLOUKIT M+24 | LBS |  | Tanjung Priok
KG415 | - | SCHNEIDER SM6 | LBS |  | Tanjung Priok
KG415 | - | SCHNEIDER SM6 | PB |  | Tanjung Priok
KG416 | 24379/104 | GAE | LBS |  | Tanjung Priok
KG416 | 2439/.. | GAE | LBS |  | Tanjung Priok
KG416 |  | GAE | PGC |  | Tanjung Priok
KG417 | 24075/103 | GAE | LBS |  | Tanjung Priok
KG417 | 24485/104 | GAE | LBS |  | Tanjung Priok
KG417 |  | GAE | PGC |  | Tanjung Priok
KG418 |  | SE SM 6 | LBS |  | Tanjung Priok
KG418 |  | SE SM 6 | LBS |  | Tanjung Priok
KG418 |  | SE SM 6 | PGC |  | Tanjung Priok
KG419 | - | EGA | LBS |  | Tanjung Priok
KG419 | - | EGA | LBS |  | Tanjung Priok
KG419 | - | EGA | PB |  | Tanjung Priok
PK58 | 22620/032 | GAE | PB |  | Tanjung Priok
KG44 | - | SCHNEIDER SM6 | LBS |  | Tanjung Priok
KG44 | - | SCHNEIDER SM6 | LBS |  | Tanjung Priok
PP124 | CI-2012-W29-6-0012 | SCHNEIDER | LBS | 2012 | Bulungan
CP131 | - | F&G | LBS |  | Ciputat
BT146 | . | ORMA ZABAL | LBS |  | Ciputat
BT146 | . | ORMA ZABAL | LBS |  | Ciputat
BT146 | . | ORMA ZABAL | PB |  | Ciputat
KG26 |  | MERLIN GERLIN SM6 | B1 |  | Marunda
BT162 | . | GAE | PB |  | Ciputat
KJ206 | KJ 206 - PGC | FLUOKIT M | PGC |  | Kebon Jeruk
D298 | - | EGA MOTORES | PMT | 2017 | Menteng
D298 | - | EGA | CBOM | 2017 | Menteng
KN100 | 36501 | FLOUKIT M | CBOM |  | Menteng
KJ178 | KJ 178 - LBS | SIEMENS | LBS |  | Kebon Jeruk
KJ178 | KJ 178 - LBS | SIEMENS | LBS |  | Kebon Jeruk
KJ178 | KJ 178 - PGDB | SIEMENS | PGDB |  | Kebon Jeruk
KJ207 | KJ 207 - PGC | GAE | PGC |  | Kebon Jeruk
P91 | 87502 | SCHNEIDER | PMT |  | Menteng
D331 | 32101 | SCHNEIDER | PMT | 2012 | Menteng
D331 | 32103 | SCHNEIDER | CBOM | 2012 | Menteng
SD15 | 5 | FLUOKIT M 24 | PB |  | Tanjung Priok
S138P | 65403 | EGA | PB | 2013 | Menteng
CN30 | . | MERLIN GERIN | PB |  | Ciputat
PL178 | 1395.13.BF | EGA | LBS | 2013 | Pondok Kopi
PL179 | 1396.13.BF | EGA | PB | 2013 | Pondok Kopi
PL179 | 2728.13.BL | EGA | LBS | 2013 | Pondok Kopi
E359 | E359-1 | SIEMENS | LBS | 2010 | Kramat Jati
E359 | E359-2 | SIEMENS | LBS | 2010 | Kramat Jati
E359 | E359-3 | SIEMENS | PGDB | 2010 | Kramat Jati
E359 | E359-3 | SIEMENS | PT | 2010 | Kramat Jati
KJ323 | 0(KJ 323) | ABB | LBS |  | Kebon Jeruk
KJ323 | 0(KJ 323) | ABB | LBS |  | Kebon Jeruk
KJ323 | 0(KJ 323) | ABB | PB |  | Kebon Jeruk
RM76 | CI-2013-W37-3-0019 | SM 6 | PMT | 2013 | Cempaka Putih
RM76 | CI-2013-W37-3-0021 | SM 6 | PMT | 2013 | Cempaka Putih
E57 | E222-PB TRAFO1 | SCHNEIDER | PB TRAFO | 2016 | Kramat Jati
SD121 | 9249045 | MG VERCORS6 | LBS |  | Tanjung Priok
SD121 | 9404109 | MG VERCORS6 | B 1 |  | Tanjung Priok
GD19 | CV.735500-000060/004 | SIEMENS | PB |  | Ciracas
PG401 | PG401 | FLUOKIT M24+ | LBS | 2010 | Cempaka Putih
PG240 | PG 240 | MERLIN GERIN | PMT |  | Cempaka Putih
PG400 | PG 400 | SCHNEIDER | CBOM | 2016 | Cempaka Putih
PG395 | PG 395 | EGA | PMT |  | Cempaka Putih
PG394 | PG 394 | SCHNEIDER | LBS | 2013 | Cempaka Putih
PG241 | PG 241 | ABB | PMT |  | Cempaka Putih
PG392 | PG 392 | SM 6 | PMT |  | Cempaka Putih
PG388 | PG 388 | SIEMENS | PMT |  | Cempaka Putih
PG387 | PG 387 | SM 6 | PMT |  | Cempaka Putih
PG244 | PG 244 | SCHNEIDER | LBS |  | Cempaka Putih
PG386 | PG 386 | SM6 | PMT |  | Cempaka Putih
PG247 | PG 247 | SCHNEIDER | CBOG | 2017 | Cempaka Putih
PG384 | PG 384 | EGA | PMT |  | Cempaka Putih
PG381 | PG 381 | ABB | PMT |  | Cempaka Putih
PG252 | PG 252 | KIT M | PMT |  | Cempaka Putih
PG379 | PG 379 | ABB | LBS | 2004 | Cempaka Putih
PG378 | PG 378 | CONTACTPLASMA | PB | 2004 | Cempaka Putih
PG378 | PG 378 | EGA | CBOM | 2018 | Cempaka Putih
PG373 | PG 373 | SM6 | PMT |  | Cempaka Putih
PG370 | PG 370 | KIT M24 | LBS | 2002 | Cempaka Putih
PG370 | PG 370 | SCHNEIDER | CBOM |  | Cempaka Putih
PG369 | PG 369 - ARAH PG 250 | ABB | PMT |  | Cempaka Putih
PG253 | PG 253 | KIT M24 | LBS |  | Cempaka Putih
PG366 | PG 366 | ABB | PMT |  | Cempaka Putih
PG254 | PG 254 | SM 6 | PMT |  | Cempaka Putih
PG255 | PG 255 | F & G | PMT |  | Cempaka Putih
PG365 | PG 365 | ABB | PMT |  | Cempaka Putih
PG364 | PG 364 | KIT M | PMT |  | Cempaka Putih
PG363 | PG 363 | EGA | PMT |  | Cempaka Putih
PG257 | PG 257 | SM 6 | PMT |  | Cempaka Putih
PG258 | PG 258 | MG KUNING | LBS |  | Cempaka Putih
PG262 | PG 262 | SCHNEIDER | LBS | 2015 | Cempaka Putih
PG266 | PG 266 | SM 6 | PGC |  | Cempaka Putih
PG269 | PG 269 | GAE | LBS |  | Cempaka Putih
PG362 | PG 362 | ABB | LBS | 2000 | Cempaka Putih
PG270 | PG 270 | MG KUNING | PMT |  | Cempaka Putih
MB27 | MB 27-02 | FLUOKIT M | LBS 1 |  | Bandengan
MB27 | MB 27-03 | KIT 25 | LBS 2 |  | Bandengan
MB58 | MB 58-01 | MG RM 6 | LBS 1 |  | Bandengan
MB58 | MB 58-03 | MG RM 6 | LBS 2 |  | Bandengan
B180 | 0951.16.216 | EGA | CBOM 1 | 2016 | Bandengan
B250 | B 250-01 | ABB UNISWITCH | LBS |  | Bandengan
S29FBIS | S 29FBIS-01 | FLUOKIT M | PB |  | Bandengan
S29FBIS | S 29FBIS-02 | FLUOKIT M | LBS |  | Bandengan
S29FBIS | S 29FBIS-03 | FLUOKIT M | LBS |  | Bandengan
E385 | E383-0028-1 | SM6-SCHNEIDER | LBS | 2012 | Kramat Jati
E385 | E385-PB | UNIFLOURCE -GAE | PB | 2012 | Kramat Jati
MK12 | MK12-03 | SCHNEIDER SM6 | PB | 2018 | Bandengan
E343 | E343-CBOM-1658 | PLUOKIT-M UNINDO | CBOM | 2009 | Kramat Jati
MK141 | 72382213 | EGA | LBS |  | Bandengan
PK196 | 4148 | FLOUKIT M 24 | PB TRAFO |  | Tanjung Priok
KPK10 | W19.6.0041 | SCHNEIDER | LBS 1 |  | Bandengan
KPK21P | CSF 63437 - LBS KPK21P | AEP | LBS |  | Bandengan
MK58S | - | F& G | LBS 1 |  | Bandengan
MK58S | - | F & G | LBS 2 |  | Bandengan
MK58S | - | F & G | PB |  | Bandengan
CP90 | . | CONTACT PLASMA | PB |  | Ciputat
B42B | B 42 B-01 | EGA | LBS 1 |  | Bandengan
B42B | B 42 B-02 | EGA | LBS 2 |  | Bandengan
SD96 | 9115799 | SCHNEIDER SM6 | LBS |  | Tanjung Priok
B384P | B 384P-02 | MG RM 6 | LBS 2 |  | Bandengan
BDU4 | BDU 4--02 | SCHNEIDER | LBS 2 |  | Bandengan
BDU4 | BDU 4--03 | EGA | PB |  | Bandengan
B328 | CI-2018-W40-2-0030 | SCHNEIDER SM6 | LBS MANUAL | 2018 | Bandengan
B328 | CI-2018-W42-4-0001 | SCHNEIDER SM6 | LBS MOTORIZE | 2018 | Bandengan
B328 | 1702.18.214/2018 | EGA | PB 1 | 2018 | Bandengan
B328 | 1011.18.214/2018 | EGA | PB 2 | 2018 | Bandengan
B328 | CI-2018-W42-1-0037 | SCHNEIDER SM6 | CBO | 2018 | Bandengan
B78A | B 78A-01 | SCHNEIDER SM6 | LBS |  | Bandengan
B78A | B 78A-02 | MERLIN GERIN SM6 | LBS |  | Bandengan
B78K | B 78K-02 | EGA | LBS 2 |  | Bandengan
B78K | B 78K-03 | EGA | PB 1 |  | Bandengan
MK180 | CI 2018 W04-1-0046 | SCHNEIDER | LBS |  | Bandengan
MK180 | CI 2017 W43-5-0028 | SCHNEIDER | LBS |  | Bandengan
MK180 | - | SCHNEIDER | LBS |  | Bandengan
TB14P | W53-1-0006 | SCHNEIDER | PB | 2015 | Menteng
B393 | B 393-01 | MG SM 6 | LBS 1 |  | Bandengan
PP124 | CI-2012-W29-1-0021 | SCHNEIDER | CBOM | 2012 | Bulungan
K96N | K 96N - PB2 | GAE | PB 2 | 2011 | Cempaka Putih
A150 | A 150-01 | SCHNEIDER SM6 | LBS |  | Bandengan
A150 | A 150-03 | SCHNEIDER DM1 | PGC |  | Bandengan
PP125 | PP 125 | SCHNEIDER | LBS MOTORIZE |  | Bulungan
PK35A | - | EGA | LBS |  | Tanjung Priok
PP130 | PP 130 | ABB | LBS MOTORIZE |  | Bulungan
PK188 | CV06-5127/002 | SIEMENS | LBS |  | Tanjung Priok
PP130 | PP 130 | ABB | PB |  | Bulungan
PK188 | CV06-5127/002 | SIEMENS | LBS |  | Tanjung Priok
PK188 | CV06-5127/002 | SIEMENS | PB |  | Tanjung Priok
A23 | A 23-02 | SCHNEIDER SM6 | LBS |  | Bandengan
B49BIS | 0465.16.214/2016 | EGA | LBS 1 |  | Bandengan
B49BIS | 1844.16.213/2016 | EGA | LBS 2 |  | Bandengan
B49BIS | 1758.16.213/2016 | EGA | LBS 3 |  | Bandengan
BDU4 | BDU 4--01 | SCHNEIDER | LBS 1 |  | Bandengan
SD45 | 2588 | FLUOKIT M | LBS MOTORIZED |  | Tanjung Priok
SD45 |  | FLUOKIT M | PT |  | Tanjung Priok
SD45 |  | FLUOKIT M | PGDB |  | Tanjung Priok
SD45 |  | FLUOKIT M | B1 |  | Tanjung Priok
SD46 | - | EGA | LBS |  | Tanjung Priok
SD46 | - | EGA | LBS |  | Tanjung Priok
SD46 | - | EGA | PB |  | Tanjung Priok
SD46 | - | EGA | PB |  | Tanjung Priok
SD4D | - | SCHNEIDER | LBS |  | Tanjung Priok
SD4D | - | SCHNEIDER | LBS |  | Tanjung Priok
SD4D | - | EGA | PB |  | Tanjung Priok
SD5 | - | EGA | LBS |  | Tanjung Priok
SD5 | - | EGA | LBS |  | Tanjung Priok
SD5 | - | EGA | PB |  | Tanjung Priok
SD50 | 1204507 | EGA | LBS MOTORIZED |  | Tanjung Priok
SD50 | 1204467 | EGA | LBS MOTORIZED |  | Tanjung Priok
SD50 | - | EGA | PB |  | Tanjung Priok
SD501 | 9115895 | SM6 | LBS |  | Tanjung Priok
SD501 | 9140824 | SM6 | LBS |  | Tanjung Priok
PK286 | 9103316 | MG VERCORS 6 | LBS |  | Tanjung Priok
SD501 | - | SM6 | PGC |  | Tanjung Priok
SD53 | 18181 | ABB UNISWITCH | LBS MOTORIZED |  | Tanjung Priok
SD53 | 18182 | ABB UNISWITCH | LBS MOTORIZED |  | Tanjung Priok
SD53A | - | EGA | LBS |  | Tanjung Priok
SD53A |  | KIT 27.2 | LBS |  | Tanjung Priok
SD53A |  | KIT 27.2 | PB |  | Tanjung Priok
SD53A | CI-W20-3-0024 | SCHNEIDER | PGC | 2012 | Tanjung Priok
SD55 | - | EGA | LBS |  | Tanjung Priok
SD55 | - | EGA | LBS |  | Tanjung Priok
PK41A | 8768 | FLUOKIT M | LBS |  | Tanjung Priok
PK41A | 2136 | FLUOKIT M | LBS MOTORIZED |  | Tanjung Priok
PK41A |  | FLUOKIT M | PB |  | Tanjung Priok
PK41A |  | GAE | PB |  | Tanjung Priok
PK47E | S9604920 | SCHNEIDER SM6 | LBS |  | Tanjung Priok
PK47E | S9604849 | SCHNEIDER SM6 | LBS |  | Tanjung Priok
PK47E | S9501346 | SCHNEIDER SM6 | PB |  | Tanjung Priok
PK47E |  | SCHNEIDER | PB |  | Tanjung Priok
PK4BIS | 3248 | FLUOKIT M | LBS MOTORIZED |  | Tanjung Priok
PK4BIS | 3272 | FLUOKIT M | LBS MOTORIZED |  | Tanjung Priok
PK4BIS |  | FLUOKIT M | PT |  | Tanjung Priok
PK4BIS |  | FLUOMATIC | PGDB |  | Tanjung Priok
PK4BIS |  | FLUOMATIC | B1 |  | Tanjung Priok
PK4BIS |  | SCHNEIDER SM 6 | LBS |  | Tanjung Priok
PK4BIS |  | SCHNEIDER SM 6 | LBS |  | Tanjung Priok
PK4BIS |  | SCHNEIDER SM 6 | LBS |  | Tanjung Priok
PK4BIS |  | SCHNEIDER SM 6 | PGC |  | Tanjung Priok
PK54A | - | EGA | LBS |  | Tanjung Priok
PK54A | - | EGA | LBS |  | Tanjung Priok
PK54A | - | EGA | PB |  | Tanjung Priok
PK54N | 33-48-5421 | EGA | LBS |  | Tanjung Priok
PK54N | - | EGA | LBS |  | Tanjung Priok
PK54N | - | SM6 | PB |  | Tanjung Priok
PK58 | 9249012L | MG SM6 | LBS |  | Tanjung Priok
PK58 | 9249011L | MG SM6 | LBS |  | Tanjung Priok
PK286 |  | MG SM 6 | PB |  | Tanjung Priok
PK58A | 6307 | SCHNEIDER | LBS MOTORIZED |  | Tanjung Priok
B91D | B91D-03 | SIEMENS | LBS MANUAL | 2017 | Bandengan
B426 | B 426-01 | EGA | LBS |  | Bandengan
KG344 | 1551.13.BF | EGA | PB TRAFO | 2013 | Tanjung Priok
B426 | B 426-02 | SCHNEIDER SM6 | CBO RC |  | Bandengan
PK293 | 277113BL | SCHNEIDER SM6 | LBS | 2013 | Tanjung Priok
CK200 |  | SCHNEIDER SM6 | LBS |  | Marunda
CK200 |  | SCHNEIDER SM6 | LBS |  | Marunda
CK200 | 26415211 | EGA | PB | 2015 | Marunda
CP294 | C1066.82 | FLUOKIT M | LBS | 1997 | Ciputat
PGL27 | 1376.13.BF | EGA | PB | 2013 | Pondok Kopi
KG146 | 9110329 | MG VERCORS 6 | PB TRAFO |  | Tanjung Priok
JR172 | 193313BF | EGA | PB | 2013 | Pondok Gede
E12N | E12N KIT 25 | EGA | LBS | 2016 | Kramat Jati
E12N | E12N LBS SERIES 040 | EGA | LBS (MOTORIZE) | 2016 | Kramat Jati
E12N | E12N PB SERIES 040 | EGA | PB TRAFO | 2016 | Kramat Jati
KJ19 | 0(KJ 19) | FLUOKIT M | PB |  | Kebon Jeruk
SP14 | 0(SP 14) | SCHNEIDER | LBS |  | Kebon Jeruk
SP14 | 0(SP 14) | FLOUKIT M | LBS |  | Kebon Jeruk
SP14 | 0(SP 14) | SCHNEIDER | PB |  | Kebon Jeruk
PS69 | PS 69 | SIEMENS | PMT |  | Cempaka Putih
PS69 | PS 69 | SIEMENS | PMT |  | Cempaka Putih
PS12A | PS 12A | FLUOKIT C410 | PMT |  | Cempaka Putih
PS12A | PS 12A | FLUOKIT C410 | PMT |  | Cempaka Putih
PS6A | PS 6A | EGA | PB |  | Cempaka Putih
PS177P | 50041166017071-19 | ABB SAFEPLUS | PMT |  | Cempaka Putih
KN106 | 0 | SCHNEIDER | PMT |  | Menteng
KN106 | 0 | SCHNEIDER | PMT |  | Menteng
KN106 | 0 | SCHNEIDER | PGC |  | Menteng
KN106 | 0 | SCHNEIDER | PMT |  | Menteng
KN106 | 0 | SCHNEIDER | PMT |  | Menteng
KN106 | 0 | SCHNEIDER | PGC |  | Menteng
KN106 | 0 | SCHNEIDER | PMT |  | Menteng
KN106 | 0 | SCHNEIDER | PMT |  | Menteng
KN106 | 0 | SCHNEIDER | PGC |  | Menteng
GH0266 | 0 | SCHNEIDER | LBS | 2018 | Menteng
S10D | CI-2019-W42-2-1402 | Schneider RM6 | LBS Motorized | 2019 | Menteng
BN12 | 0 | SCHNEIDER | LBS | 2017 | Menteng
GH0186 | - | SCHNEIDER | LBS | 2018 | Menteng
MG68 |  | KIT 27.2 | PB |  | Menteng
RG81P | W4B-2-0011 | SCHNEIDER ISO | LBS-2 |  | Lenteng Agung
RG81P | W4B-4-0068 | SCHNEIDER ISO | PB-1 |  | Lenteng Agung
MK300 | 92281035 | MG VERCORS 6 | PGC |  | Bandengan
PLUJ | 10346 | UNINDO | LBS | 2007 | Bandengan
PLSD | 2195 | UNINDO | CBO | 2011 | Bandengan
PLSD | 2194 | UNINDO | CBO | 2011 | Bandengan
SP154 | SP 154 - LBS | SCHNEIDER | LBS |  | Kebon Jeruk
SP152 | SP 152 - GH 62 | FLUOKIT M | LBS |  | Kebon Jeruk
CB37P | SMI039189C1 | SCHNEIDER SM6 | LBS |  | Ciracas
CB37P | 0125.19.213 | EGA | LBS | 2010 | Ciracas
PL177 | 2737.13.BL | EGA | LBS | 2013 | Pondok Kopi
TD74 | . | GAE | LBS |  | Ciputat
TD74 | . | GAE | PB |  | Ciputat
MP168 | MP 168 | GAE | LBS |  | Bulungan
MP168 | MP 168 | GAE | LBS |  | Bulungan
MP172 | MP 172 | EGA | LBS |  | Bulungan
MP173 | MP 173 | GAE | LBS |  | Bulungan
MP173 | MP 173 | GAE | PGC |  | Bulungan
PK175A | 1124 | FLOUKIT M24 | LBS |  | Tanjung Priok
B56 | B 56-02 | SIEMENS | LBS 2 |  | Bandengan
B255 | S 14B-01 | EGA | PB |  | Bandengan
KB592 | 0328-15-212 | EGA | LBS MOTORIZE | 2015 | Bulungan
KB593 | 2015-0484-15-213 | EGA | LBS | 2015 | Bulungan
SD86 | - | EGA | PB TRAFO |  | Tanjung Priok
PK39A | 1874 | SCHNEIDER SM6 | LBS |  | Tanjung Priok
TD74P | . | GAE | PB |  | Ciputat
GD263P | R01280765F | MERLIN GERIN | LBS |  | Ciracas
MP186 | MP 186 | EGA | LBS |  | Bulungan
PP112 | PP 112 | MERLIN GERLIN | LBS |  | Bulungan
E236 | E236-LBS-337 | SCHNEIDER | LBS (MOTORIZE) | 2016 | Kramat Jati
B352 | 0513.07.217 | EGA | LBS 1 | 2017 | Bandengan
CN80 | . | FLUOKIT M | LBS |  | Ciputat
PK202 | S9502230 | SM 6 | LBS |  | Tanjung Priok
GD3 | 1620.17.234 | EGA | PGC |  | Ciracas
A22 | A 22-04 | EGA | PGC |  | Bandengan
PP113 | 11494 | FLOUKIT M | PGC |  | Bulungan
KN208P | - | EGA | PMT | 2016 | Menteng
PK180 | - | SCHNEIDER SM6 | LBS |  | Tanjung Priok
PP115 | PP 115 | SIEMENS | LBS |  | Bulungan
CN12 | . | ABB | LBS |  | Ciputat
PP116 | PP 116 | ABB | LBS MOTORIZE |  | Bulungan
TD87B | . | KIT 25 C | PB |  | Ciputat
PL184 | 1392.13.BF | EGA | PB | 2013 | Pondok Kopi
CP131 | - | F&G | LBS |  | Ciputat
PP125 | PP 125 | EGA | PB |  | Bulungan
PK35A | - | EGA | LBS |  | Tanjung Priok
PK35A | - | EGA | PB |  | Tanjung Priok
A23 | A 23-01 | SCHNEIDER SM6 | LBS |  | Bandengan
SD226 | 1818 | EGA | LBS |  | Tanjung Priok
SD226 | 1816 | KIT 27.2 | PB TRAFO |  | Tanjung Priok
SD213 | - | GAE | LBS |  | Tanjung Priok
SD213 | - | GAE | LBS |  | Tanjung Priok
B91D | B91D-02 | SIEMENS | LBS MANUAL | 2017 | Bandengan
B91D | T73005052683-0090 | SIEMENS | PB | 2017 | Bandengan
TP85B | TP 85B | MG SM6 | PT |  | Cempaka Putih
TP85B | TP 85B | MG SM6 | PGDB |  | Cempaka Putih
B98 | B 98-01 | SCHNEIDER SM6 | LBS MOTORIZE |  | Bandengan
B98 | B 98-02 | MG SM6 | LBS MANUAL |  | Bandengan
B98 | B 98-03 | SCHNEIDER SM6 | PB |  | Bandengan
B65B | B 65B-04 | FLOUKIT-M | PB 1 |  | Bandengan
B290 | B 290-05 | FLOUKIT M | PT |  | Bandengan
B7TER | B 7TER-01 | ORMAZABAL | LBS |  | Bandengan
B7TER | B 7TER-02 | ORMAZABAL | LBS |  | Bandengan
B10BIS | B 10BIS-01 | ORMAZABAL | LBS 1 |  | Bandengan
B7TER | B 7TER-03 | ORMAZABAL | PB |  | Bandengan
B64 | B 64-02 | ORMAZABAL | LBS |  | Bandengan
B64 | B 64-03 | ORMAZABAL | PB |  | Bandengan
B6A | B 6A-01 | F & G | LBS 1 |  | Bandengan
BDU1P | BDU 1P-01 | SCHNEIDER SM6 | LBS MANUAL |  | Bandengan
BDU1P | BDU 1P-03 | EGA | PB |  | Bandengan
MK470 | - | ABB SAFEPLUS | LBS |  | Bandengan
MK470 | - | ABB SAFEPLUS | PB |  | Bandengan
B11 | CI-2018-W38-2-0006 | SCHNEIDER SM6 | LBS MANUAL | 2018 | Bandengan
B11 | 1610278/EJ.063 | EGA | PB | 2018 | Bandengan
B61B | B 61B-01 | GAE | LBS 1 |  | Bandengan
B61B | B 61B-02 | SIEMENS | LBS 2 |  | Bandengan
B316 | B 316-01 | ABB UNISWITCH | LBS |  | Bandengan
B316 | B 316-04 | FLOUKIT M | PB |  | Bandengan
B10 | B 10-02 | SCHNEIDER SM 6 | LBS 2 |  | Bandengan
MK108 | C1-2018-W02-7-0012 | SCHNEIDER | PB | 2018 | Cengkareng
B10 | B 10-03 | EGA | PB |  | Bandengan
B10TER | B 10TER-01 | ORMAZABAL | LBS 1 |  | Bandengan
B10TER | B 10TER-02 | ORMAZABAL | LBS 2 |  | Bandengan
B10TER | B 10TER-03 | ORMAZABAL | PB |  | Bandengan
B10A | B 10A-01 | SIEMENS | LBS 1 |  | Bandengan
B10A | B 10A-02 | SIEMENS | LBS 2 |  | Bandengan
B10A | B 10A-03 | SIEMENS | PB |  | Bandengan
B301 | B 301-01 | ORMAZABAL | LBS 1 |  | Bandengan
B301 | B 301-02 | ORMAZABAL | LBS 2 |  | Bandengan
B301 | B 301-03 | ORMAZABAL | PB |  | Bandengan
B181 | B 181-01 | SIEMENS | LBS 1 |  | Bandengan
TD286 | - | SCHNEIDER | PB |  | Ciputat
KG63 | 331 | FLOUKIT M 24 | PGC |  | Tanjung Priok
PK37D | - | SCHNEIDER SM6 | PB TRAFO |  | Tanjung Priok
PK37D | - | SCHNEIDER SM6 | LBS |  | Tanjung Priok
PK273 | 1037S160 | ORMAZABAL | PB TRAFO |  | Tanjung Priok
PK273 | 1033S082 | ORMAZABAL | LBS |  | Tanjung Priok
PK278 | - | FLOUKIT M+24 | PB TRAFO |  | Tanjung Priok
SD108 | 316 | EGA | LBS |  | Tanjung Priok
SD108 | 248 | FLOUKIT M24 | PB TRAFO |  | Tanjung Priok
SD23A | 1205903 | SCHNEIDER | LBS |  | Tanjung Priok
SD23A | - | SCHNEIDER | LBS |  | Tanjung Priok
SD23A | - | SCHNEIDER | PB TRAFO |  | Tanjung Priok
SD226 | 1817 | KIT 27.2 | LBS |  | Tanjung Priok
T374P | 13.1138 | ABB | PMT | 2013 | Menteng
T374P | 13.1625 | ABB | PB | 2013 | Menteng
B52A | 0107.19.213 | EGA | LBS MOTORIZED | 2019 | Bandengan
MK85 | MK 85-03 | SIEMENS VISO | PB |  | Bandengan
BT264 | BT264 | GAE | LBS |  | Bintaro
CD41F | CD41F | ABB | LBS |  | Bintaro
BT285 | BT285 | EGA | LBS |  | Bintaro
BT60 | BT60 | SIEMEN | LBS |  | Bintaro
BT60 | BT60 | SIEMEN | LBS |  | Bintaro
BT145 | BT145 | GAE | LBS |  | Bintaro
B213 | 1758.18.213 | EGA | LBS MOTORIZED | 2018 | Bandengan
B213 | 1818.18.213/2018 | EGA | LBS MOTORIZED | 2018 | Bandengan
B213 | 0890.18.213/2018 | EGA | LBS MANUAL | 2018 | Bandengan
KJ95 | KJ 95 - LBS | MG | B1 |  | Kebon Jeruk
SP228 | SP 228 - LBS | FLUOKIT M | LBS |  | Kebon Jeruk
KJ97 | KJ 97 - PT | SCHNEIDER | LBS |  | Kebon Jeruk
KJ97 | KJ 97 - LBS | FLUOKIT M | LBS |  | Kebon Jeruk
KJ97 | KJ 97 - LBS | FLOUKIT M | LBS |  | Kebon Jeruk
KJ285 | KJ 285 - LBS | GAE | LBS |  | Kebon Jeruk
KJ264 | KJ 264 - PB | SIEMENS | PB |  | Kebon Jeruk
KJ229 | KJ 229 - PGC | FLUOKIT M | LBS |  | Kebon Jeruk
KJ229 | KJ 229 - LBS | FLUOKIT M | LBS |  | Kebon Jeruk
KJ289 | KJ 289 - LBS | GAE | LBS |  | Kebon Jeruk
KJ289 | KJ 289 - LBS | GAE | LBS |  | Kebon Jeruk
KJ289 | KJ 289 - PB | GAE | PB |  | Kebon Jeruk
KJ67 | KJ 67 - LBS | SCHNEIDER | LBS |  | Kebon Jeruk
KJ247 | KJ 247 - LBS | FLOUKIT M | LBS MANUAL |  | Kebon Jeruk
KJ177 | KJ 177 - LBS | MG | LBS |  | Kebon Jeruk
TT52 | - | SCHNEIDER | CBOM |  | Menteng
SP19 | SP 19 - PB2 | EGA | LBS |  | Kebon Jeruk
KJ263 | KJ 263 - LBS | GAE | LBS |  | Kebon Jeruk
KG262 | 3920 | FLOUKIT M24 | LBS |  | Tanjung Priok
KG352 | 20040267 | SCHNEIDER SM6 | LBS |  | Tanjung Priok
DT85 | DT 85 : 27330 | GAE | PB-1 | 2012 | Lenteng Agung
RG160 | RG 160 | GAE | LBS-1 |  | Lenteng Agung
MP229 | 0 | EGA | CBOM MOTORIZE |  | Bulungan
KB608 | 17101257/2017 | EGA | LBS MOTORIZE | 2017 | Bulungan
B233 | 1621.17.213/2013 | EGA | PB 1 | 2013 | Bandengan
KDR117 | 0397.18.212 | EGA | LBS | 2018 | Cengkareng
PL167 | 130051 | GAE | LBS |  | Pondok Kopi
PL167 | 130103 | GAE | LBS |  | Pondok Kopi
PL167 | 130289 | GAE | PB |  | Pondok Kopi
KDR26 | 1763 | FLUOKIT M | PB | 2009 | Cengkareng
KDR75 | 9511389 | MG SM6 | B1 |  | Cengkareng
KDR60 | 4931 | ABB UNI SWITCH | PB |  | Cengkareng
KDR61 | C1-2018-W28-6-0035 | SCHNEIDER | LBS MANUAL | 2018 | Cengkareng
KDR61 | 4946 | FLUOKIT M | PB | 2011 | Cengkareng
KDR62 | 4921 | FLUOKIT | PB1 |  | Cengkareng
MB20 | MB 20-02 | F & G | LBS 2 |  | Bandengan
B188 | B 188-01 | F & G | LBS 1 |  | Bandengan
B349 | B 349-02 | SCHNEIDER SM6 | CBO RC | 2017 | Bandengan
B34N | B 34N-01 | FLUOKIT M | PB 2 |  | Bandengan
MP147 | 0 | SCHNEIDER | CBO MOTORIZE |  | Bulungan
MP147 | 0 | SCHNEIDER | CBO MOTORIZE |  | Bulungan
MP147 | 0 | SCHNEIDER | CBO MOTORIZE |  | Bulungan
PLPK | 14631 | UNINDO | LBS | 2011 | Bandengan
PLPK | 14026 | UNINDO | LBS | 2011 | Bandengan
PLKL1 | 2193 | UNINDO | LBS | 2011 | Bandengan
TA32 | 1180.17.212 | EGA | LBS 2 |  | Bandengan
PL171 | W31-6-0012 | SCHNEIDER | LBS | 2018 | Pondok Kopi
PLKL1 | 4627 | UNINDO | PB | 2011 | Bandengan
PIK11P | 25067/105/11/02/E6 | GAE GSF | PB |  | Bandengan
PL171 | W31-6-0012 | SCHNEIDER | LBS | 2018 | Pondok Kopi
MK357 | - | FLUOKIT M24 | LBS |  | Bandengan
MK357 | - | FLUOKIT M24 | PT |  | Bandengan
MK166 | 19561 | GAE | LBS |  | Bandengan
PGL24 | 27469/022/12/01/e6 | GAE | LBS | 2012 | Pondok Kopi
MK166 | SM0929103CI | MERLIN GERLIN | LBS |  | Bandengan
MK267 | CI2017 W05-3-0044 | SCHNEIDER | LBS |  | Bandengan
MK166 | 13.0244 | ABB | PB |  | Bandengan
PGL24 | 27059/075/12/02/E6 | GAE | PB | 2012 | Pondok Kopi
KPK5 | 24841/105/11/01/E6 | GAE GLS | LBS |  | Bandengan
KPK5 | 24857/105/11/01/E6 | SCHNEIDER SM6 | LBS MOTORIZE | 2017 | Bandengan
KPK5 | 24966/105/11/02/E6 | GAE GSF | PB |  | Bandengan
E350P | 61055 | ORMAZABAL | PB | 2016 | Kramat Jati
E350P | 63009 | ORMAZABAL | LBS | 2016 | Kramat Jati
KG275 | - | MG SM6 | LBS |  | Tanjung Priok
KG275 | - | MG SM6 | PB TRAFO |  | Tanjung Priok
CP48B | - | ABB | LBS |  | Bintaro
E390 | E390-27209 | SCHNEIDER | LBS (MOTORIZE) | 2017 | Kramat Jati
E390 | E 390-W42-3-006 | SM6-SCHNEIDER | CGOG | 2012 | Kramat Jati
KG209 | - | KIT 25 | PB TRAFO |  | Tanjung Priok
KG209 | - | SCHNEIDER SM6 | LBS |  | Tanjung Priok
KG209 | - | KIT 25 | PB TRAFO |  | Tanjung Priok
SD15A | - | SCHNEIDER | LBS |  | Tanjung Priok
SD15A | - | SCHNEIDER | LBS |  | Tanjung Priok
SD15A | - | SCHNEIDER | PB |  | Tanjung Priok
SD15B | - | SCHNEIDER | LBS |  | Tanjung Priok
SD15B | - | EGA | LBS |  | Tanjung Priok
SD15B | - | EGA | PB |  | Tanjung Priok
SD15B | - | EGA | PB |  | Tanjung Priok
SD161 | S9501633 | MG SM 6 | LBS |  | Tanjung Priok
SD161 | S9502785 | EGA | LBS |  | Tanjung Priok
SD161 |  | MG SM 6 | PB |  | Tanjung Priok
SD161 | - | EGA | PB |  | Tanjung Priok
SD163 | 866 | FLUOKIT M | LBS |  | Tanjung Priok
SD163 | 1581 | FLUOKIT M | LBS |  | Tanjung Priok
SD163 |  | FLUOKIT M | PT |  | Tanjung Priok
SD163 |  | FLUOKIT M | PGDB |  | Tanjung Priok
SD163 |  | FLUOKIT M | B1 |  | Tanjung Priok
SD167 | 100718 | MG SM 6 | LBS |  | Tanjung Priok
SD167 | 100733 | MG SM 6 | LBS |  | Tanjung Priok
SD167 | 011210M0015 | ABB UNISWITCH | LBS |  | Tanjung Priok
SD167 |  | MG SM 6 | PT |  | Tanjung Priok
SD167 |  | MG SM 6 | PGC |  | Tanjung Priok
SD17 | 8651 | FLUOKIT M | LBS |  | Tanjung Priok
SD17 | 8652 | FLUOKIT M | LBS |  | Tanjung Priok
SD17 |  | FLUOKIT M | PB |  | Tanjung Priok
SD17 |  | FLUOKIT M | PB |  | Tanjung Priok
SD173 | - | EGA | LBS |  | Tanjung Priok
SD173 | 22631 | GAE | LBS |  | Tanjung Priok
SD173 | SM1041022CI | SCHNEIDER | PGC |  | Tanjung Priok
SD175 | - | SM6 | LBS |  | Tanjung Priok
SD175 | - | SM6 | LBS |  | Tanjung Priok
SD175 | - | SM6 | PGC |  | Tanjung Priok
SD176 | 6369 | FLUOKIT M | LBS |  | Tanjung Priok
SD176 | - | EGA | LBS |  | Tanjung Priok
SD176 |  | FLUOKIT M | PB |  | Tanjung Priok
SD182 | 20485/053/06/01/EG | GAE | LBS |  | Tanjung Priok
SD182 | 20486/053/06/01/EG | GAE | LBS |  | Tanjung Priok
SD182 |  | GAE | PGC |  | Tanjung Priok
SD183 | 1069/04 | FM | LBS |  | Tanjung Priok
SD183 | 1145/04 | FM | LBS |  | Tanjung Priok
SD183 | - | FM | CBO |  | Tanjung Priok
SD190 | - | EGA | LBS |  | Tanjung Priok
SD190 | CI-2013-1035-20020 | SCHNEIDER SM6 | LBS |  | Tanjung Priok
SD190 | - | EGA | PB |  | Tanjung Priok
SD2 | - | EGA | LBS |  | Tanjung Priok
SD2 | 500411660/8011-11 | EGA | LBS |  | Tanjung Priok
SD2 | - | EGA | PB |  | Tanjung Priok
SN107 | CI/2018.W-15-4-0029 | SCHNEIDER | CBOM MOTORIZE | 2018 | Bulungan
B421 | B 421-02 | FLUOKIT M BIRU | LBS 2 |  | Bandengan
B421 | B 421-03 | FLUOKIT M BIRU | PB |  | Bandengan
SN113 | SN 113 | SCHNEIDER | PGC |  | Bulungan
B77 | B 77-01 | EGA | LBS |  | Bandengan
B77 | B 77-02 | EGA | LBS 2 |  | Bandengan
SN114 | SN 114 | FLOUKIT M | CBO |  | Bulungan
E35N | 110717234 | EGA | LBS | 2017 | Kramat Jati
E35N | 106617212 | EGA | PB | 2017 | Kramat Jati
TD434 | TD 434 | FLOUKIT M | LBS |  | Bulungan
TD434 | TD 434 | FLOUKIT M | PB |  | Bulungan
B66D | B 66D-01 | MG SM 6 | LBS 1 |  | Bandengan
B66D | B 66D-04 | FLUOKIT M | PB 2 |  | Bandengan
B124 | B 124-03 | ABB-UNI SWITCH | PB |  | Bandengan
SD47 | - | SIEMENS | LBS |  | Tanjung Priok
B354 | B 354-C12021-W21.4.1402 | SCHNEIDER | PB | 2021 | Bandengan
B209 | B 209-04 | FLUOKIT-M | PB1 |  | Bandengan
B24BIS | B 24BIS-01 | FLUOKIT M | LBS 1 |  | Bandengan
B24BIS | B 24BIS-03 | FLOUKIT M | PB |  | Bandengan
TD445 | TD 445 | SCHNEIDER | LBS |  | Bulungan
B25A | 0220.19.214/2019 | EGA | PB2 | 2019 | Bandengan
T372 | 86216213 | EGA | PMT | 2016 | Menteng
T372 | 87816213 | EGA | PMT | 2016 | Menteng
T372 | 40816216 | EGA | CBOM | 2016 | Menteng
CK199 |  | GAE GLSM | LBS |  | Marunda
PG65N | PG 65N-0366 | EGA | LBS |  | Cempaka Putih
PK210N | w23-2-0030 | SCHNEIDER SM6 | LBS |  | Marunda
KJ162 | KJ 162 - LBS 2 | ABB | LBS |  | Kebon Jeruk
KJ162 | KJ 162 - PT | FLUOKIT M | PT |  | Kebon Jeruk
KJ130 | KJ 130 - PB | FLOUKIT M | LBS |  | Kebon Jeruk
KJ130 | KJ 130 - LBS1 | FLOUKIT M | LBS MANUAL |  | Kebon Jeruk
SP267 | SP 267 - PGC | FLOUKIT M | PGC |  | Kebon Jeruk
SP179 | SP 179 - LBS | MG. SM6 | LBS |  | Kebon Jeruk
SP179 | SP 179 - PB1 | MG. SM6 | PB |  | Kebon Jeruk
KJ76 | KJ 76 - LBS | SCHNEIDER | LBS |  | Kebon Jeruk
KJ183 | KJ 183 - LBS | SIEMENS | LBS |  | Kebon Jeruk
KJ68P | KJ 68P - LBS | GAE | PB |  | Kebon Jeruk
KJ168 | KJ 168 - PGC | MG. SM6 | PGC |  | Kebon Jeruk
SP11N | SP 11N - PB | SCHNEIDER | LBS |  | Kebon Jeruk
SP26A | SP 26A - PB | FLOUKIT M | LBS |  | Kebon Jeruk
D339P | 131161 | ABB | PB | 2013 | Menteng
TP106P | TP 106P | EGA MOTORIS | PMT |  | Cempaka Putih
KJ169 | KJ 169 - LBS | ABB | LBS |  | Kebon Jeruk
KJ169 | KJ 169 - PGC | ABB | PGC |  | Kebon Jeruk
KJ267 | KJ 267 - LBS | FLUOKIT M | LBS |  | Kebon Jeruk
KJ267 | KJ 267 - LBS | FLUOKIT M | LBS |  | Kebon Jeruk
KJ267 | KJ 267 - PB | FLUOKIT M | PB |  | Kebon Jeruk
KJ175 | KJ 175 - LBS | GAE | LBS |  | Kebon Jeruk
KJ175 | KJ 175 - LBS | GAE | LBS |  | Kebon Jeruk
KJ95 | KJ 95 - LBS | MG | PB |  | Kebon Jeruk
KJ95 | KJ 95 - LBS | ABB | PB |  | Kebon Jeruk
SP228 | SP 228 - LBS | FLUOKIT M | LBS |  | Kebon Jeruk
SP228 | SP 228 - PT | FLUOKIT M | PT |  | Kebon Jeruk
SP228 | SP 228 - PGDB | FLUOKIT M | PGDB |  | Kebon Jeruk
SP228 | SP 228 - B1 | FLUOKIT M | B1 |  | Kebon Jeruk
CK162 | 972 | FLUOKIT M | PGC | 2006 | Marunda
PS5N | PS 5N | ULUSOY ELECTRIC | PB |  | Cempaka Putih
MP189 | MP 189 13-1571 | ABB | LBS | 2013 | Bulungan
MP189 | MP 189 13-1635 | ABB | CBOM | 2013 | Bulungan
KJ329 | 1305.13.BF | EGA | PB | 2013 | Kebon Jeruk
KJ118 | KJ 118 - LBS1 | MG | LBS |  | Kebon Jeruk
S11C | 3 | SCHNEIDER SM6 | PB |  | Cempaka Putih
S121 | S 121 | FLUKIT M | KOSONG |  | Cempaka Putih
K36 | K 36 -PB2 | SCHNEIDER SM6 | PB 2 |  | Cempaka Putih
PG329 | PG 329 - 4879 | KIT M | PMT |  | Cempaka Putih
KJ134 | KJ 134 - PT | SCHNEIDER | LBS |  | Kebon Jeruk
SP223 | CSF61047 | ORMAZABAL | PB TRAFO | 2016 | Kebon Jeruk
KJ90 | KJ 90 - PT | MG | PT |  | Kebon Jeruk
SP11C | SP11C-KJ335 | EGA | LBS | 2016 | Kebon Jeruk
KJ76 | KJ 76 - PB | SCHNEIDER | LBS |  | Kebon Jeruk
SP205 | SP 205 - PT | ABB | PT |  | Kebon Jeruk
SP205 | SP 205 - B1 | ABB | B1 |  | Kebon Jeruk
SP28P | SP 28P - PB | SIEMENS | RMU |  | Kebon Jeruk
KJ260 | KJ 260 - LBS | SCHNEIDER | LBS MANUAL |  | Kebon Jeruk
KJ219 | KJ219-LBS1 | FLOUKIT M | LBS MANUAL |  | Kebon Jeruk
KJ277 | KJ 277 - LBS | FLOUKIT M | LBS MANUAL |  | Kebon Jeruk
SP16B | SP 16B - PB | FLUOKIT M | PB |  | Kebon Jeruk
KJ258 | KJ 258 - PGC | SCHNEIDER | PGC |  | Kebon Jeruk
SP252 | SP 252 - PGC | FLUOKIT M | PGC |  | Kebon Jeruk
KJ283 | KJ 283 - LBS | SCHNEIDER | LBS |  | Kebon Jeruk
KJ283 | KJ 283 - LBS | SCHNEIDER | LBS |  | Kebon Jeruk
SP82C | SP 82C - PGC | MG | LBS |  | Kebon Jeruk
SP82C | SP 82C - PB1 | MG | PB |  | Kebon Jeruk
PG99 | 21969/066/09/02/E6 | SM6 | PB | 2009 | Pondok Kopi
TP12 | TP12 PB2 | SCHNEIDER SM6 | PB 2 |  | Cempaka Putih
KJ95 | KJ 95 - PGDB | MG | LBS |  | Kebon Jeruk
KJ250 | KJ 250 - LBS | FLUOKIT M | LBS |  | Kebon Jeruk
SP213 | SP 213 - PB | EGA | LBS |  | Kebon Jeruk
SP41 | SP 41 - PB1 | SCHNEIDER | LBS |  | Kebon Jeruk
KJ228 | KJ 228 - LBS | SCHNEIDER | LBS MOTORIZED |  | Kebon Jeruk
KJ155 | KJ 155 - PGC | GAE | PGC |  | Kebon Jeruk
KJ51 | KJ 51 - LBS | EGA | LBS |  | Kebon Jeruk
KJ51 | KJ 51 - PB2 | EGA | PB |  | Kebon Jeruk
KJ51 | KJ 51 - B1 | EGA | PGC |  | Kebon Jeruk
E329P | E329P-1 | MERLIN GERIN -RM6 | COMPACT | 2012 | Kramat Jati
SP167 | SP 167 - PB | KIT 27.3 | LBS |  | Kebon Jeruk
SP203 | SP 203 - LBS | GAE | LBS |  | Kebon Jeruk
SP203 | SP 203 - PB | ABB | PB |  | Kebon Jeruk
E292 | E292-3 | SIEMENS | PB TRAFO | 2017 | Kramat Jati
KJ212 | KJ 212 - PB | EGA | PB TRAFO |  | Kebon Jeruk
SP130 | SP 130 - LBS | ABB | LBS |  | Kebon Jeruk
SP130 | SP 130 - LBS | ABB | LBS |  | Kebon Jeruk
MK325 | 59604860 | MERLIN GERIN SM6 | LBS |  | Bandengan
MK325 | 59504229 | MERLIN GERIN SM6 | PB |  | Bandengan
PLPG | 14013 | UNINDO | LBS | 2011 | Bandengan
PLPG | 4623 | UNINDO | PB | 2011 | Bandengan
PLPG | 1632552 | SCHNEIDER | LBS | 2017 | Bandengan
CP436 | 2805 | EGA | LBS | 2013 | Ciputat
CN85 | 1300 | EGA | PB | 2013 | Ciputat
KG425 | 4333.12 BL | GAE | LBS MOTORIZE | 2013 | Tanjung Priok
KDR143 | 2026.13 | EGA | PMT | 2013 | Cengkareng
KDR143 | 965.13 | EGA | PB | 2013 | Cengkareng
TP95 | TP 95 - 25092 | GAE | PB UMUM | 2011 | Cempaka Putih
K54D | K 54D - PB2 | SCHNEIDER SM6 | PB2 |  | Cempaka Putih
TP42 | TP 42 - PB3 | GAE | PB 1 |  | Cempaka Putih
MK347 | S950106Z | SCHNEIDER SM6 | CBOG |  | Bandengan
K21 | K 21 - CBOM | SCHNEIDER SM6 | PGC |  | Cempaka Putih
MK312 | CV06-5141/018 | SIEMENS RMU | PB |  | Bandengan
MK305 | S9501989 | SCHNEIDER | LBS |  | Bandengan
MK428 | 19990 | FLUOKIT M24+ | LBS |  | Bandengan
MK428 | 19896 | FLUOKIT M24+ | PB |  | Bandengan
MK427 | 19952 | EGA | LBS |  | Bandengan
CKG77 | 634.12BL | EGA | PMT | 2012 | Cengkareng
K18 | K 18 - GI P RESEP | EGA | PB |  | Cempaka Putih
KJ154 | kj 154 - LBS | ABB | LBS |  | Kebon Jeruk
KJ154 | KJ 154 - PB | EGA | PB |  | Kebon Jeruk
MP146 | MP 146 | SCHNEIDER | LBS |  | Bulungan
KDR63 | 4936 | FLUOKIT M | PB | 2011 | Cengkareng
KDR63 | 1204290 | EGA | PB | 2011 | Cengkareng
MP151 | MP 151 | SCHNEIDER | LBS |  | Bulungan
MP151 | MP 151 | SCHNEIDER | LBS |  | Bulungan
MP151 | MP 151 | SCHNEIDER | PB |  | Bulungan
MB27 | MB 27-04 | ABB UNISWITCH | PB 1 |  | Bandengan
MP153 | MP 153 | SCHNEIDER | CBO |  | Bulungan
MP153 | MP 153 | EGA | CBO MOTORIZE |  | Bulungan
MB27 | MB 27-05 | ABB BC-5 | PGDB |  | Bandengan
MP153 | MP 153 | SCHNEIDER | CBO |  | Bulungan
MB27 | MB 27-06 | ABB BC-5 | PT |  | Bandengan
MP158 | MP 158 | ABB | LBS |  | Bulungan
MB58 | MB 58-02 | MG RM 6 | PB |  | Bandengan
TP71 | TP 71 - PB3 | FLUKIT M | PB 1 |  | Cempaka Putih
B180 | 0224.17.212 | EGA | LBS MANUAL | 2017 | Bandengan
B180 | 0886.16.218 | EGA | CBOM 2 | 2016 | Bandengan
KG89 | - | SCHNEIDER SM6 | PB |  | Tanjung Priok
KG89 | - | SCHNEIDER SM6 | PB |  | Tanjung Priok
KG90 | - | SCHNEIDER SM6 | LBS |  | Tanjung Priok
KG90 | - | SCHNEIDER SM6 | LBS |  | Tanjung Priok
KG90 | - | SCHNEIDER SM6 | PB |  | Tanjung Priok
KG90 | - | SCHNEIDER SM6 | PB |  | Tanjung Priok
KG91 | - | SCHNEIDER SM6 | LBS |  | Tanjung Priok
KG91 | - | SCHNEIDER SM6 | LBS |  | Tanjung Priok
KG91 | - | EGA | PB1 |  | Tanjung Priok
KG91 | - | EGA | PB |  | Tanjung Priok
KG44 | - | EGA | PB |  | Tanjung Priok
KG44 | - | EGA | PB2 |  | Tanjung Priok
KG5 |  | GAE | LBS |  | Tanjung Priok
KG5 |  | GAE | LBS |  | Tanjung Priok
KG5 |  | GAE | PB |  | Tanjung Priok
KG57 | - | SCHNEIDER SM6 | LBS |  | Tanjung Priok
KG57 | - | SCHNEIDER SM6 | LBS |  | Tanjung Priok
KG57 |  | KIT 25 | PB |  | Tanjung Priok
KG57 |  | KIT 27.2 | PB |  | Tanjung Priok
KG6 | - | EGA | LBS |  | Tanjung Priok
KG6 | - | EGA | LBS |  | Tanjung Priok
KG6 | - | EGA | PB |  | Tanjung Priok
KG6 | - | EGA | PB |  | Tanjung Priok
KG64 | - | SCHNEIDER SM6 | LBS |  | Tanjung Priok
KG64 | - | SCHNEIDER SM6 | LBS |  | Tanjung Priok
KG64 |  | KIT 25 | PB |  | Tanjung Priok
KG64 |  | KIT 27.2 | PB |  | Tanjung Priok
KG65 |  | MG SM 6 | LBS |  | Tanjung Priok
KG65 |  | MG SM 6 | LBS |  | Tanjung Priok
KG65 |  | MG SM 6 | LBS |  | Tanjung Priok
KG65 | - | KIT 25 | PB |  | Tanjung Priok
KG65 | - | KIT 25 | PB |  | Tanjung Priok
KG67 | - | EGA | LBS |  | Tanjung Priok
KG67 | - | SCHNEIDER SM6 | LBS MOTORIZE |  | Tanjung Priok
KG67 | - | EGA | PB |  | Tanjung Priok
KG67 | - | EGA | PB |  | Tanjung Priok
KG70 | - | SIEMENS | LBS |  | Tanjung Priok
KG70 | - | SIEMENS | LBS |  | Tanjung Priok
KG70 | - | SIEMENS | PGC |  | Tanjung Priok
KG73 | - | FLOUKIT M | LBS |  | Tanjung Priok
KG73 | - | FLOUKIT M | LBS |  | Tanjung Priok
KG73 | - | FLOUKIT M | PB |  | Tanjung Priok
KG73 |  | FLUOKIT M | PB |  | Tanjung Priok
KG73 |  | FLUOKIT M | PT |  | Tanjung Priok
KG73 |  | FLUOKIT M | PGDB |  | Tanjung Priok
KG75 | - | EGA | LBS |  | Tanjung Priok
KG75 | - | EGA | LBS |  | Tanjung Priok
KG75 | - | EGA | PB |  | Tanjung Priok
KG75 | - | SCHNEIDER SM6 | PB |  | Tanjung Priok
KG77 | - | SCHNEIDER SM6 | LBS |  | Tanjung Priok
KG77 | - | EGA | LBS |  | Tanjung Priok
KG77 | - | EGA | PB |  | Tanjung Priok
KG77 | - | EGA | PB |  | Tanjung Priok
KG78 | - | EGA | LBS |  | Tanjung Priok
KG78 | 22465/032/10 | GAE | LBS |  | Tanjung Priok
KG78 |  | GAE | PB |  | Tanjung Priok
KG79 | - | SCHNEIDER SM6 | LBS |  | Tanjung Priok
KG79 | - | SCHNEIDER SM6 | LBS |  | Tanjung Priok
KG79 | - | EGA | PB |  | Tanjung Priok
KG8 | - | SCHNEIDER SM6 | LBS |  | Tanjung Priok
KG8 | - | SCHNEIDER SM6 | LBS |  | Tanjung Priok
KG8 | - | EGA | PB |  | Tanjung Priok
KG80 | - | MG VERCORS6 | LBS |  | Tanjung Priok
KG80 | 8456 | MG VERCORS6 | LBS |  | Tanjung Priok
KG80 | - | MG VERCORS6 | PB |  | Tanjung Priok
KG80 | - | MG VERCORS6 | PB |  | Tanjung Priok
KG82 | - | MG VERCORS6 | LBS |  | Tanjung Priok
KG82 | - | MG VERCORS6 | LBS |  | Tanjung Priok
KG82 | - | MG VERCORS6 | PB |  | Tanjung Priok
KG85 | - | SCHNEIDER SM6 | LBS MOTORIZE |  | Tanjung Priok
KG85 | - | EGA | LBS |  | Tanjung Priok
KG85 | - | EGA | PB |  | Tanjung Priok
KG85 | - | EGA | PB |  | Tanjung Priok
KG86 | - | SCHNEIDER SM6 | LBS |  | Tanjung Priok
KG86 | - | EGA | LBS |  | Tanjung Priok
KG86 | - | EGA | PB |  | Tanjung Priok
KG86 | - | SCHNEIDER SM6 | PB |  | Tanjung Priok
KG88 | - | EGA | LBS |  | Tanjung Priok
KG88 | 8764 | SCHNEIDER SM6 | LBS MOTORIZED |  | Tanjung Priok
KG88 | - | SCHNEIDER | PB |  | Tanjung Priok
KG89 | - | EGA | LBS |  | Tanjung Priok
KG89 | - | SCHNEIDER SM6 | LBS |  | Tanjung Priok
PK33B | - | SCHNEIDER SM6 | LBS |  | Tanjung Priok
PK33B | - | SCHNEIDER SM6 | PB TRAFO |  | Tanjung Priok
K17A | 1533.13.BL | EGA | LBS | 2013 | Jatinegara
K17A | 736.13.BF | EGA | PB | 2013 | Jatinegara
PK37N | S9501606 | MG SM6 | LBS |  | Tanjung Priok
PK37N | S9502446 | MG SM6 | LBS |  | Tanjung Priok
PK90 | - | KIT 27.2 | PB TRAFO |  | Tanjung Priok
PK90 | - | KIT 27.2 | PT |  | Tanjung Priok
PK90 | - | ABB BC5 | PGDB |  | Tanjung Priok
SD216 | 22690/032/10/02/EG | GAE | PB TRAFO |  | Tanjung Priok
KG325 | SM 1042071CI | SCHNEIDER SM6 | PGC |  | Tanjung Priok
D345P | 1359 | ABB | PB | 2013 | Menteng
CP437 | C1.2013.W 40 2.0005 | SNEIDER | CBOG | 2013 | Ciputat
PG359 | PG 359 | EGA | PMT |  | Cempaka Putih
PG358 | PG 358 | RM6 | LBS | 2010 | Cempaka Putih
PG355 | PG 355 | ABB | LBS | 2000 | Cempaka Putih
PG354 | PG 354 | ABB | PMT |  | Cempaka Putih
PG353 | PG 353 | SM 6 | PMT |  | Cempaka Putih
PG78 | PG 78 | FLUMATIC | PMT |  | Cempaka Putih
PG271 | PG 271 | SM 6 | PB |  | Cempaka Putih
PG272 | PG 272 | KIT M | PMT |  | Cempaka Putih
PG273 | PG 273 | EGA | PGC |  | Cempaka Putih
PG274 | PG 274 | KIT M24 | LBS | 1992 | Cempaka Putih
PG275 | PG 275 | SM 6 | PMT |  | Cempaka Putih
PG277 | PG 277 | FLUOKIT M24+ | LBS | 2008 | Cempaka Putih
PG278 | PG 278 | EGA | LBS |  | Cempaka Putih
PG279 | PG 279 | SM 6 | PMT |  | Cempaka Putih
PG280 | PG 280 | ABB | PMT |  | Cempaka Putih
PG281 | PG 283 | SIEMENS | PMT |  | Cempaka Putih
PG347 | PG 347 | MG | LBS |  | Cempaka Putih
PG344 | PG 344 | SM 6 | PMT |  | Cempaka Putih
PG343 | PG 343 | GAE | PMT |  | Cempaka Putih
PG340 | PG 340 | EGA | LBS |  | Cempaka Putih
PG339 | PG 339 | SM6 | PMT |  | Cempaka Putih
PG284 | PG 284 | KIT M | PMT |  | Cempaka Putih
PG286 | PG 286 | KIT M24 | LBS |  | Cempaka Putih
PG287 | PG 287 | KIT M | PMT |  | Cempaka Putih
PG288 | PG 288 | KIT M24 | LBS |  | Cempaka Putih
PG295 | PG 295 | KIT M24 | LBS |  | Cempaka Putih
PG296 | PG 296 | GAE | PMT |  | Cempaka Putih
PG338 | PG 338 | KIT M | GI |  | Cempaka Putih
PG337 | PG 337 | SM 6 | PMT |  | Cempaka Putih
E368 | E368-1 | SCHNEIDER | LBS | 2016 | Kramat Jati
E368 | E368-2 | SCHNEIDER | LBS | 2016 | Kramat Jati
E368 | E368-3 | SCHNEIDER | CBOG | 2016 | Kramat Jati
B142 | 1702871 | EGA | LBS |  | Bandengan
E261 | E261-5 | SCHNEIDER | CBOM | 2010 | Kramat Jati
E47 | E47-16101414 | EGA | LBS | 2016 | Kramat Jati
E47 | E47-1610367 | EGA | PB TRAFO | 2016 | Kramat Jati
MP134 | MP 134 | FLOUKIT M | LBS |  | Bulungan
MP134 | MP 134 | FLOUKIT M | LBS |  | Bulungan
MP134 | 0 | MERLIN GERLIN | PGDB |  | Bulungan
MP139 | PBL 1701825/2017 | EGA | LBS | 2017 | Bulungan
MP139 | MP 139 | EGA | LBS |  | Bulungan
B66F | B 66F-01 | ABB UNISWITCH | LBS |  | Bandengan
B66F | B 66F-02 | ABB UNISWITCH | LBS |  | Bandengan
B66F | B 66F-03 | ABB UNISWITCH | PB |  | Bandengan
B403 | B 403-01 | ORMAZABAL | LBS |  | Bandengan
B403 | B 403-02 | ORMAZABAL | LBS |  | Bandengan
B403 | B 403-03 | ORMAZABAL | PB |  | Bandengan
B186 | B186-LBS2 | EGA | LBS 2 |  | Bandengan
B186 | B186 - LBS1 | EGA | LBS 1 |  | Bandengan
B173 | B 173-04 | KIT 25 | PB |  | Bandengan
B66C | B 66C-01 | ABB SAFEPLUS | LBS |  | Bandengan
SP173 | SP 173 - LBS | GAE | LBS |  | Kebon Jeruk
SP173 | SP 173 - PB | GAE | PB |  | Kebon Jeruk
KB451 | KB 451 | F & G | LBS |  | Bulungan
KB451 | KB 451 | F & G | PB |  | Bulungan
MK315N | 02-MK 315 | EGA | LBS |  | Bandengan
MK315N | 03-MK 315 | EGA | PB |  | Bandengan
MK315N | 04-MK 315 | SCHNEIDER SM6 | PGC |  | Bandengan
TA28 | W35.3.0043 | SCHNEIDER | LBS |  | Bandengan
PP35BR | PP 35BR | EGA | LBS MOTORIZE |  | Bulungan
PP35BR | PP 35BR | EGA | LBS MOTORIZE |  | Bulungan
KD135 | 011110M0016 | ABB | PB | 2013 | Pondok Kopi
KB584 | 0 | EGA | LBS |  | Bulungan
KB582 | 0 | SCHNEIDER | CBO MOTORIZE |  | Bulungan
B78B | B 78B-01 | MG SM 6 | LBS 1 |  | Bandengan
B78B | B 78B-02 | MG SM 6 | LBS 2 |  | Bandengan
B78B | B 78B-04 | MG SM 6 | PB 2 |  | Bandengan
TD293 | - | UNINDO | LBS |  | Ciputat
TD293 | - | UNINDO | LBS |  | Ciputat
PK82 | - | SM6 | PGC |  | Tanjung Priok
PK82 |  | KIT 27.2 | B1 |  | Tanjung Priok
PK82 |  | KIT 25 | B1 |  | Tanjung Priok
PK82 |  | KIT 25 | B1 |  | Tanjung Priok
PK83 | - | GAE | LBS |  | Tanjung Priok
PK83 | - | GAE | LBS |  | Tanjung Priok
PK83 | - | GAE | PGC |  | Tanjung Priok
PK99 | 14514 | FLUOKIT M+ | LBS |  | Tanjung Priok
PK99 | 14500 | EGA | LBS |  | Tanjung Priok
PK99 |  | FLUOKIT M+ | PB |  | Tanjung Priok
SD106 | 451.12.BL | EGA | LBS MOTORIZED |  | Tanjung Priok
SD106 | 548.12.BI | EGA | LBS MOTORIZED |  | Tanjung Priok
SD106 | - | EGA | PB |  | Tanjung Priok
SD106 | - | EGA | PB |  | Tanjung Priok
SD109 | - | SCHNEIDER | LBS |  | Tanjung Priok
SD109 | - | SCHNEIDER | LBS |  | Tanjung Priok
SD109 | - | SCHNEIDER | LBS |  | Tanjung Priok
SD109 | - | SCHNEIDER | CBO |  | Tanjung Priok
SD10A | - | SCHNEIDER SM6 | LBS |  | Tanjung Priok
SD10A | - | SCHNEIDER SM6 | LBS |  | Tanjung Priok
SD10A | - | SCHNEIDER SM6 | PB |  | Tanjung Priok
SD10A | - | SCHNEIDER SM6 | PB |  | Tanjung Priok
SD11 | 14452 | FLOUKIT M+ | LBS |  | Tanjung Priok
SD11 | - | EGA | LBS |  | Tanjung Priok
SD11 |  | FLOUKIT M+ | PB |  | Tanjung Priok
SD11 |  | FLOUKIT M+ | PB |  | Tanjung Priok
SD111 | CV.06-5088/038 | SIEMENS | LBS |  | Tanjung Priok
SD111 | CV.06-5088/038 | SIEMENS | LBS |  | Tanjung Priok
SD111 |  | SIEMENS | PB |  | Tanjung Priok
SD114 |  | FLUOKIT M | LBS |  | Tanjung Priok
SD114 |  | FLUOKIT M | LBS |  | Tanjung Priok
SD114 |  | FLUOKIT M+ | PB |  | Tanjung Priok
SD117 | CV06-5092/002 | GAE | LBS |  | Tanjung Priok
SD117 | CV06-5092/002 | GAE | LBS |  | Tanjung Priok
BT275 | - | EGA | LBS |  | Bintaro
BT275 | - | EGA | LBS |  | Bintaro
CP291 | - | FLUOKIT M | LBS |  | Bintaro
BT124 | - | FLUOKIT M | LBS |  | Bintaro
BT240 | - | ABB | LBS |  | Bintaro
BT15 | - | GAE | LBS |  | Bintaro
BT15 | - | GAE | LBS |  | Bintaro
BT244 | - | ABB | LBS |  | Bintaro
A108 | A 108-03 | SIEMENS | PB |  | Bandengan
PK58A | - | SCHNEIDER | LBS |  | Tanjung Priok
PK58A | - | SCHNEIDER | PB |  | Tanjung Priok
PK59 | 21246/158/07/01 | SCHNEIDER SM6 | LBS |  | Tanjung Priok
PK59 | - | EGA | LBS |  | Tanjung Priok
PK59 | - | EGA | PB |  | Tanjung Priok
PK61 |  | KIT 25 | LBS |  | Tanjung Priok
PK61 |  | KIT 25 | LBS |  | Tanjung Priok
PK61 |  | KIT 27.2 | PT |  | Tanjung Priok
PK61 |  | KIT 25 | PGDB |  | Tanjung Priok
PK61 |  | KIT 25 | B1 |  | Tanjung Priok
PK64 | JKT 1114 | KIT 27.2 | LBS |  | Tanjung Priok
PK64 | JKT 1115 | KIT 27.2 | LBS |  | Tanjung Priok
PK64 |  | CONTACT PLASMA | PB |  | Tanjung Priok
PK69 | - | EGA | LBS |  | Tanjung Priok
PK69 | - | EGA | LBS |  | Tanjung Priok
PK69 | - | EGA | PB |  | Tanjung Priok
PK69 | - | EGA | PGC |  | Tanjung Priok
PK71 |  | KIT 25 | LBS |  | Tanjung Priok
PK71 |  | KIT 25 | LBS |  | Tanjung Priok
PK71 |  | KIT 25 | PB |  | Tanjung Priok
PK71 |  | KIT 27.2 | PB |  | Tanjung Priok
PK71 |  | MG SM 6 | PB |  | Tanjung Priok
PK73 | - | SCHNEIDER SM6 | LBS |  | Tanjung Priok
PK73 | 428 | EGA | LBS |  | Tanjung Priok
PK73 | - | EGA | PB |  | Tanjung Priok
PK73 | - | EGA | PB |  | Tanjung Priok
PK78 | - | SM6 | LBS MOTORIZED |  | Tanjung Priok
PK78 | - | SM6 | PGDB |  | Tanjung Priok
PK79 |  | KIT 25 | LBS |  | Tanjung Priok
PK79 | - | EGA | LBS |  | Tanjung Priok
PK79 |  | KIT 27.2 | PB |  | Tanjung Priok
PK79 |  | FLUOKIT M+ | PGC |  | Tanjung Priok
PK82 | 10361654 | SM6 | LBS |  | Tanjung Priok
PK82 | 10400734 | SM6 | LBS |  | Tanjung Priok
PK82 | 2642 | EGA | LBS |  | Tanjung Priok
PK82 | - | SM6 | PT |  | Tanjung Priok
TP43 | TP 43 | EGA | PB 1 |  | Cempaka Putih
MP189 | MP 189 13-1510 | ABB | LBS | 2013 | Bulungan
GH0312 | GH 312 | FLUOKIT | PMT |  | Cempaka Putih
KJ329 | 2709.13.BL | EGA | LBS | 2013 | Kebon Jeruk
S11 | S 11 | ULUSOY ELECTRIC | PB 1 |  | Cempaka Putih
K36 | K 36 PMT -GI | ABB UNISWITCH | PB 1 |  | Cempaka Putih
S11F | S 11F | EGA | PB 2 |  | Cempaka Putih
PG329 | PG 329 - 1441 | KIT M | PT |  | Cempaka Putih
KJ330 | KJ 330 - 1318.13 | EGA | PB |  | Kebon Jeruk
KJ134 | KJ 134 - B1 | SCHNEIDER | LBS |  | Kebon Jeruk
KJ134 | KJ 134 - LBS | SCHNEIDER | LBS |  | Kebon Jeruk
PG24 | PG 24 | SM 6 | LBS |  | Cempaka Putih
KJ134 | KJ 134 - LBS | MG | LBS |  | Kebon Jeruk
KJ134 | KJ 134 - B1 | MG | LBS |  | Kebon Jeruk
KJ134 | KJ 134 -KOPEL | SCHNEIDER | LBS |  | Kebon Jeruk
KJ76 | KJ 76 - PGC | FLUOKIT M | PT |  | Kebon Jeruk
KJ183 | KJ 183 - LBS | SIEMENS | LBS |  | Kebon Jeruk
KJ214 | KJ 214 - PGC | CONTACT PLZ | PGC |  | Kebon Jeruk
PG99 | 21925/066/09/01/E6 | EGA | LBS | 2009 | Pondok Kopi
KJ169 | KJ 169 - LBS | ABB | LBS |  | Kebon Jeruk
KJ175 | KJ 175 - PT | CONTACT PLZ | PT |  | Kebon Jeruk
KJ95 | KJ 95 - B1 | ABB | LBS |  | Kebon Jeruk
KJ95 | KJ 95 - PB1 | MG | PT |  | Kebon Jeruk
MK289 | CV065091/028 | SIEMENS RMU | LBS |  | Bandengan
MK287 | CV065093/013 | SIEMENS RMU | PB |  | Bandengan
SD200 | 264476/006/12/01/E6 | GAE | LBS |  | Tanjung Priok
SD200 | 26448/006/12/02/E6 | GAE | PB TRAFO |  | Tanjung Priok
MK283 | CV065092 / 024 | SIEMENS RMU | PB |  | Bandengan
DB38 | 234.202 | ULUSOY | PB 2 |  | Bandengan
KJ310 | KJ 310 - LBS | ABB | PB |  | Kebon Jeruk
KJ310 | KJ 310 - PB | SCHNEIDER | LBS |  | Kebon Jeruk
DB38 | 1244.202 | ULUSOY | PGDB |  | Bandengan
KJ312 | KJ 312 - LBS | ABB | LBS |  | Kebon Jeruk
KPK45G | CI-2015-W33-5-0029 | SCHNEIDER SM6 | PB | 2015 | Bandengan
KJ317 | KJ 317 - LBS | ABB | LBS |  | Kebon Jeruk
KJ317 | KJ 317 - LBS | ABB | LBS |  | Kebon Jeruk
PLTB | 10460 | UNINDO | PB | 2007 | Bandengan
DB91 | SB-2010-W45-2-0007 | SCHNEIDER RM6 | LBS | 2010 | Bandengan
DB91 | SB-2010-W44-5-0017 | SCHNEIDER RM6 | PB | 2010 | Bandengan
DB91 | SB-2011-W16-3-0027 | SCHNEIDER RM6 | LBS | 2011 | Bandengan
DB69 | DB69-LBS 2 | ULUSOY | LBS |  | Bandengan
DB69 | DB69-PB | ULUSOY | PB |  | Bandengan
KB309N | KB 309N | FLOUKIT M | CBO |  | Bulungan
MK341 | 9237 | FLUOKIT M24 | LBS |  | Bandengan
MK341 | 9237 | FLUOKIT M24 | LBS |  | Bandengan
PLTB | 3086 | UNINDO | PB | 2007 | Bandengan
PLPR | PLPR | UNINDO | PB |  | Bandengan
TD3A | KB 321 | EGA | LBS |  | Bulungan
DB31 | 9302065 | MG VERCORS 6 | LBS |  | Bandengan
PP124 | CI-2012-W29-4-0021 | SCHNEIDER | LBS | 2012 | Bulungan
CP131 | - | F&G | PB 1 |  | Ciputat
PLSD | 4621 | UNINDO | PB | 2011 | Bandengan
MK403 | 20022083040005 | ABB | LBS 1 |  | Bandengan
TP27 | TP 27 - PB2 | SCHNEIDER SM6 | PB 1 |  | Cempaka Putih
MK403 | 20022083040005 | ABB | LBS 2 |  | Bandengan
MK347 | CI-2018-W23-2-0008 | SCHENEIDER | LBS | 2018 | Bandengan
MK347 | 9800304 | MERLIN GERIN SM6 | PB |  | Bandengan
MK312 | CV06-5141/018 | SIEMENS RMU | LBS |  | Bandengan
PK223 | - | MG VERCORS 6 | LBS |  | Tanjung Priok
KJ319 | KJ 319 - LBS | ABB | LBS |  | Kebon Jeruk
PK276 | CV726612/9J01 | SIEMENS | LBS |  | Tanjung Priok
SD166 | - | MG SM6 | PB TRAFO |  | Tanjung Priok
SD218 | 10345038 | ORMAZABAL | LBS |  | Tanjung Priok
PK289 | 27627/021/12/03/E6 | GAE | PGC |  | Tanjung Priok
SD138 | - | EGA | PB TRAFO |  | Tanjung Priok
SD139 | 59501152 | MG SM 6 | LBS |  | Tanjung Priok
SD139 | 59501149 | MG SM 6 | LBS |  | Tanjung Priok
PS14 | PS 14 - PB | SCHNEIDER SM6 | PB |  | Cempaka Putih
TP6H | TP 6H - PB | EGA | PB 1 |  | Cempaka Putih
TP6H | TP 6H - TP 83 | SCHNEIDER SM6 | PMT |  | Cempaka Putih
KJ69 | 0(kj 69) | EGA | LBS |  | Kebon Jeruk
KJ169P | 0(KJ 169P) | ABB | LBS |  | Kebon Jeruk
KJ169P | 0(KJ 169P) | ABB | PB |  | Kebon Jeruk
PL176 | 2767.13.BL | EGA | LBS | 2013 | Pondok Kopi
GD151 | 7621214 | EGA | PB | 2021 | Ciracas
TP86 | TP 86 - KWH EXIM | FLUOKIT M | PGDB |  | Cempaka Putih
DT85 | DT 85 : 27136 | GAE | LBS-1 | 2012 | Lenteng Agung
CP434 | 2707 | EGA | LBS | 2013 | Ciputat
CP434 | 1331 | EGA | PB | 2013 | Ciputat
RG90 | RG 90 | ABB SAFE PLUS | LBS-1 |  | Lenteng Agung
RG90 | RG 90 | ABB SAFE PLUS | LBS-2 |  | Lenteng Agung
RG90 | RG 90 | ABB SAFE PLUS | PGDB-1 |  | Lenteng Agung
TP102P | TP 102P-ARAH GI | SCHNEIDER SM6 | PB |  | Cempaka Putih
B116B | 24321/104/11/01/E6 | EGA | LBS | 2011 | Bandengan
B116B | 24774/104/11/02/E6 | GAE | PB | 2011 | Bandengan
B402 | CI-2017-W35-4-0004 / 2017 | SCHENEIDER | LBS | 2017 | Bandengan
K246 | K 246-ARAH- K64 B | SCHNEIDER SM6 | PMT |  | Cempaka Putih
B260 | B260-LBS2 | SCHNEIDER | LBS |  | Bandengan
SP193 | SP 193 - PB2 | SCHNEIDER | PB |  | Kebon Jeruk
SP182 | SP 182 - LBS | SCHNEIDER | LBS |  | Kebon Jeruk
B260 | B260-PB1 | SCHNEIDER | PB |  | Bandengan
SP182 | SP 182 - PB | SCHNEIDER | PB |  | Kebon Jeruk
MK336 | 24929/105/11/1/E6 | GAE | LBS | 2011 | Bandengan
MK336 | 24884/105/11/01/E6 | GAE | LBS | 2011 | Bandengan
MK336 | 23165/102/11/02/E6 | GAE | PB |  | Bandengan
MK165 | 8623 | FLOUKIT M | LBS |  | Bandengan
MK165 | 2286 | FLOUKIT M | PB |  | Bandengan
MK348 | 3873 | SCHNEIDER | LBS |  | Bandengan
MK471 | 414 | MG VERCORS 6 | LBS |  | Bandengan
MK471 | SM033051CI | SCHNEIDER SM6 | PB |  | Bandengan
PLPK | 14626 | UNINDO | PB | 2011 | Bandengan
MK436 | SM0601366 | MERLIN GERIN SM6 | LBS |  | Bandengan
MK436 | SM0601355 | MERLIN GERIN SM6 | PB |  | Bandengan
MK463 | SM0927023CI | SCHNEIDER SM6 | PB |  | Bandengan
PLPK2 | PLPK2 | ABB | LBS | 2018 | Bandengan
PLRT | 4022 | UNINDO | LBS | 2011 | Bandengan
MK458 | SM0926032CI | EGA | LBS |  | Bandengan
MK458 | SM0926033CI | EGA | PB |  | Bandengan
MK461 | SM0803820 | SCHNEIDER SM6 | LBS |  | Bandengan
MK449 | 117140/07 | CONTACT PLASMA | LBS |  | Bandengan
MK449 | 29754/07 | CONTACT PLASMA | PB |  | Bandengan
MK435 | SM0601378 | MERLIN GERIN SM6 | LBS |  | Bandengan
PLPK | 14019 | UNINDO | LBS | 2011 | Bandengan
MK457 | SM0702761 | MERLIN GERIN SM6 | PGC |  | Bandengan
KJ310 | KJ 310 - LBS | SCHNEIDER | LBS |  | Kebon Jeruk
DB38 | 13.52.2020 | ULUSOY | LBS |  | Bandengan
KJ312 | KJ 312 - LBS | ABB | LBS |  | Kebon Jeruk
KJ312 | KJ 312 - PB | EGA | PB |  | Kebon Jeruk
SD74 |  | FLOUKIT M+ | LBS |  | Tanjung Priok
SD74 |  | FLOUKIT M+ | LBS |  | Tanjung Priok
SD74 |  | FLOUKIT M+ | PB |  | Tanjung Priok
SD75 | - | SCHNEIDER SM6 | LBS MOTORIZE |  | Tanjung Priok
SD75 | - | EGA | LBS |  | Tanjung Priok
SD75 | - | EGA | PB1 |  | Tanjung Priok
SD75 | - | EGA | PB2 |  | Tanjung Priok
SD76 | - | SCHNEIDER SM6 | LBS |  | Tanjung Priok
SD76 | - | SCHNEIDER SM6 | LBS |  | Tanjung Priok
SD76 |  | FLOUKIT M | PB |  | Tanjung Priok
SD78 | - | ABB BC5 SYSTEM | LBS |  | Tanjung Priok
SD78 | - | ABB BC5 SYSTEM | LBS |  | Tanjung Priok
SD79 | - | EGA | LBS |  | Tanjung Priok
SD79 | - | EGA | LBS |  | Tanjung Priok
SD79 | - | EGA | PB |  | Tanjung Priok
SD81 | 2071 | FLUOKIT M | LBS |  | Tanjung Priok
SD81 | 2115 | FLUOKIT M | LBS |  | Tanjung Priok
SD81 |  | FLUOKIT M | PB |  | Tanjung Priok
SD81 |  | FLUOKIT M | PB |  | Tanjung Priok
PK42 | - | SCHNEIDER SM6 | LBS |  | Tanjung Priok
SD89 | C1.2018.W03.6.0031 | SCHNEIDER SM6 | LBS | 2018 | Tanjung Priok
SD89 | C1.2018.W32.4.0003 | SCHNEIDER SM6 | LBS | 2018 | Tanjung Priok
SD89 | - | EGA | PB |  | Tanjung Priok
SD89 | - | MG VERCORS6 | PT |  | Tanjung Priok
SD89 | C1.2019.W04..2.0035 | SCHNEIDER SM6 | PGDB | 2019 | Tanjung Priok
SD89 | - | MG VERCORS6 | B1 |  | Tanjung Priok
SD92 | - | SCHNEIDER SM6 | LBS |  | Tanjung Priok
SD92 | - | SCHNEIDER SM6 | LBS MOTORIZE |  | Tanjung Priok
SD92 | - | SCHNEIDER SM6 | PB |  | Tanjung Priok
SD93 | - | EGA | LBS |  | Tanjung Priok
SD93 | - | EGA | LBS |  | Tanjung Priok
SD93 | - | EGA | PB |  | Tanjung Priok
SD93 | - | EGA | PB |  | Tanjung Priok
SD94 | S9501490 | MG SM 6 | LBS |  | Tanjung Priok
SD94 | S9501757 | MG SM 6 | LBS |  | Tanjung Priok
SD94 |  | MG SM 6 | PT |  | Tanjung Priok
SD94 |  | MG SM 6 | PGDB |  | Tanjung Priok
SD94 |  | MG SM 6 | B1 |  | Tanjung Priok
KG285 | - | EGA | LBS |  | Tanjung Priok
KG285 | - | EGA | LBS |  | Tanjung Priok
KG285 | - | EGA | PB |  | Tanjung Priok
KG288 | - | F&G | LBS |  | Tanjung Priok
KG288 | - | F&G | LBS |  | Tanjung Priok
KG288 | - | F&G | PB |  | Tanjung Priok
KG301 | FPK 0020008 | ALSTHOM FLUOPACK | LBS |  | Tanjung Priok
KG301 | FPK 0020008 | ALSTHOM FLUOPACK | LBS |  | Tanjung Priok
KG301 |  | ALSTHOM FLUOPACK | PB |  | Tanjung Priok
KG302 | - | EGA | LBS |  | Tanjung Priok
KG302 | = | SCHNEIDER SM6 | LBS |  | Tanjung Priok
TP82 | TP 82 | ULUSOY | PMT |  | Cempaka Putih
A23 | A 23-03 | SCHNEIDER DM1 | PGC |  | Bandengan
B49BIS | 0011.12.212/217 | EGA | PB 1 |  | Bandengan
BDU5P | BDU 5P-02 | EGA | LBS 2 |  | Bandengan
B357 | B 357-01 | SIEMENS | LBS 1 |  | Bandengan
B357 | B 357-02 | SIEMENS | LBS 2 |  | Bandengan
B357 | B 357-03 | SIEMENS | PB |  | Bandengan
B266 | B 266-02 | MG SM 6 | LBS 2 |  | Bandengan
B266 | B 266-03 | MG SM 6 | PB |  | Bandengan
CN35 | CV 06-5147/010 | SIEMENS | LBS | 1993 | Ciputat
CP173 | - | UNINDO | LBS |  | Ciputat
CP404 | - | EGA | LBS |  | Ciputat
PLUJ | 3039 | UNINDO | PB | 2007 | Bandengan
SP174 | SP 174 - PB | GAE | PB |  | Kebon Jeruk
SP175 | SP 175 - PB2 | SCHNEIDER | PB |  | Kebon Jeruk
SP154 | SP 154 - LBS | KIT 25 | LBS | 2016 | Kebon Jeruk
SP154 | SP 154 - PB1 | ABB | PB |  | Kebon Jeruk
SP152 | SP 152 - SP 153 | FLUOKIT M | LBS |  | Kebon Jeruk
TP37 | TP 37- ARAH TP 3 | SCHNEIDER SM6 | PMT |  | Cempaka Putih
TP37 | TP 37- ARAH TP 1 | SCHNEIDER SM6 | PB |  | Cempaka Putih
RG152 | 50041-1660/1021-02 | ABB SAFE PLUS | LBS-1 |  | Lenteng Agung
RG152 | 50041-1660/3021-13 | ABB SAFE PLUS | PB-1 |  | Lenteng Agung
PLTK | 14025 | UNINDO | LBS | 2011 | Bandengan
MK452 | 701398 | MERLIN GERIN SM6 | LBS |  | Bandengan
PLHR | 4524 | UNINDO | PB |  | Bandengan
RG20 | RG 20 - 1 | SCHNEIDER | LBS-1 |  | Lenteng Agung
KB451 | KB 451 | F & G | LBS |  | Bulungan
A126 | 1398 | FLUOKIT M24+ | PB |  | Bandengan
TA10 | CI 2017 W35-4-0017 | SCHNEIDER | LBS |  | Bandengan
TA10 | CI2017 W35-1-0021 | SCHNEIDER | LBS |  | Bandengan
TA10 | CI2018 W10-4-0062 | SCHNEIDER | PB |  | Bandengan
TA10 | CI2018 W04 4 0037 | SCHNEIDER | PB |  | Bandengan
PL171 | 0208.18.234 | EGA | CBOM | 2018 | Pondok Kopi
KL167 | KL 167 - LBS | FLUOKIT M | LBS |  | Kebon Jeruk
SD87 | 12436 | FLUOKIT M | LBS |  | Tanjung Priok
SD220 | SD220-1 | SCHNEIDER | LBS MOTORIZE |  | Tanjung Priok
SD220 | SD220-PGC1 | SCHNEIDER | PGC |  | Tanjung Priok
SD139 |  | FLUOKIT M | PB |  | Tanjung Priok
SD139 |  | FLOUKIT M | PB |  | Tanjung Priok
SD140 |  | FLUOKIT M | LBS |  | Tanjung Priok
SD140 |  | FLUOKIT M | LBS |  | Tanjung Priok
SD140 |  | FLUOKIT M | PT |  | Tanjung Priok
SD140 |  | FLUOKIT M | PGDB |  | Tanjung Priok
SD140 |  | FLUOKIT M | B1 |  | Tanjung Priok
SD143 | 3913 | FLUOKIT M | LBS |  | Tanjung Priok
SD143 | 3924 | FLUOKIT M | LBS |  | Tanjung Priok
SD143 |  | FLUOKIT M | PT |  | Tanjung Priok
SD143 | 1262 | FLUOKIT M | PGDB |  | Tanjung Priok
SD143 | 720 | FLUOKIT M | B1 |  | Tanjung Priok
SD144 | S.9502457 | MG SM 6 | LBS |  | Tanjung Priok
SD144 | - | SCHNEIDER SM6 | LBS |  | Tanjung Priok
SD144 |  | MG SM 6 | PB |  | Tanjung Priok
SD146 | S9502138 | MG SM 6 | LBS |  | Tanjung Priok
SD146 | S9501055 | SM6 | LBS |  | Tanjung Priok
SD146 |  | SCHNEIDER | PB |  | Tanjung Priok
SD147 | - | EGA | LBS |  | Tanjung Priok
SD147 | 4751 | FLUOKIT M | LBS |  | Tanjung Priok
SD147 |  | FLUOKIT M | PB |  | Tanjung Priok
SD148 | 4399 | FLUOKIT M | LBS |  | Tanjung Priok
SD148 | 4309 | FLUOKIT M | LBS |  | Tanjung Priok
SD148 |  | FLUOKIT M | PB |  | Tanjung Priok
SD149 | S9501063 | MG SM 6 | LBS MOTORIZED |  | Tanjung Priok
SD149 | S9506223L | MG SM 6 | LBS |  | Tanjung Priok
SD149 |  | MG SM 6 | PB |  | Tanjung Priok
SD150 | S9506217L | MG SM 6 | LBS |  | Tanjung Priok
SD150 | S9506231L | MG SM 6 | LBS |  | Tanjung Priok
SD150 |  | MG SM 6 | PB |  | Tanjung Priok
SD150 | - | EGA | PB |  | Tanjung Priok
SD151 | S 9501795 | MG SM 6 | LBS MOTORIZED |  | Tanjung Priok
SD151 | S 9502991 | MG SM 6 | LBS MOTORIZED |  | Tanjung Priok
SD151 |  | MG SM 6 | PT |  | Tanjung Priok
SD151 |  | MG SM 6 | PGDB |  | Tanjung Priok
SD151 |  | MG SM 6 | B1 |  | Tanjung Priok
SD154 | 5280 | FLUOKIT M | LBS |  | Tanjung Priok
SD154 | 5245 | FLUOKIT M | LBS |  | Tanjung Priok
SD154 |  | FLUOKIT M | PT |  | Tanjung Priok
SD154 |  | FLUOKIT M | PGDB |  | Tanjung Priok
SD154 |  | FLUOKIT M | B1 |  | Tanjung Priok
SD159 | - | SCHNEIDER SM6 | LBS |  | Tanjung Priok
SD159 | - | SCHNEIDER SM6 | LBS MOTORIZE |  | Tanjung Priok
SD159 | - | SCHNEIDER SM6 | PB |  | Tanjung Priok
SD55 | - | SM6 | PB |  | Tanjung Priok
SD55 | - | EGA | PB |  | Tanjung Priok
SD55A | - | GAE | LBS |  | Tanjung Priok
SD55A | 43-484751 | GAE | LBS |  | Tanjung Priok
SD55A | - | GAE | PB |  | Tanjung Priok
SD55A | - | GAE | PB |  | Tanjung Priok
SD55B |  | KIT 27.2 | LBS |  | Tanjung Priok
SD55B |  | KIT 27.2 | LBS |  | Tanjung Priok
SD55B |  | FLUOKIT M | PB |  | Tanjung Priok
SD55B |  | KIT 27.2 | PB |  | Tanjung Priok
SD55B |  | GAE | PB |  | Tanjung Priok
SD55C |  | MG VERCORS 6 | LBS |  | Tanjung Priok
SD55C |  | MG VERCORS 6 | LBS |  | Tanjung Priok
SD55C |  | MG VERCORS 6 | PB |  | Tanjung Priok
SD56 | 27613/021/12/01/E6 | GAE | LBS MOTORIZED |  | Tanjung Priok
SD56 | 27616/021/12/01/E6 | GAE | LBS MOTORIZED |  | Tanjung Priok
SD56 | - | EGA | PB |  | Tanjung Priok
SD56 |  | SIEMENS | PB |  | Tanjung Priok
SD57 | - | SCHNEIDER | LBS |  | Tanjung Priok
SD57 | - | SCHNEIDER | CBO |  | Tanjung Priok
SD57 | - | SCHNEIDER | PB |  | Tanjung Priok
SD58 |  | MG VERCORS 6 | LBS MOTORIZED |  | Tanjung Priok
SD58 |  | MG VERCORS 6 | LBS |  | Tanjung Priok
SD58 |  | MG VERCORS 6 | PB |  | Tanjung Priok
SD59 |  | KIT 27.2 | LBS |  | Tanjung Priok
SD59 | - | SCHNEIDER SM6 | LBS |  | Tanjung Priok
SD59 |  | KIT 27.2 | PB |  | Tanjung Priok
SD60 |  | KIT 27.2 | LBS |  | Tanjung Priok
SD60 |  | KIT 27.2 | LBS |  | Tanjung Priok
SD60 |  | KIT 27.2 | PB |  | Tanjung Priok
SD63 |  | FLUOKIT M | LBS |  | Tanjung Priok
SD63 | - | FM | LBS |  | Tanjung Priok
SD63 |  | KIT 27.2 | PB |  | Tanjung Priok
SD63 |  | FLUOKIT M | B1 |  | Tanjung Priok
SD64 | - | SCHNEIDER SM6 | LBS |  | Tanjung Priok
SD64 | - | SCHNEIDER SM6 | LBS |  | Tanjung Priok
SD64 | - | SCHNEIDER SM6 | PB |  | Tanjung Priok
PK42 | - | SCHNEIDER SM6 | LBS |  | Tanjung Priok
PK29A | - | SCHNEIDER SM6 | LBS |  | Tanjung Priok
SD66 | 9316622 | MG VERCORS6 | LBS |  | Tanjung Priok
SD66 | 9143601 | MG VERCORS6 | LBS |  | Tanjung Priok
SD66 | - | MG VERCORS6 | PB |  | Tanjung Priok
PK29A | - | SCHNEIDER SM6 | LBS |  | Tanjung Priok
SD69 | - | SM6 | LBS |  | Tanjung Priok
SD69 | - | SM6 | LBS |  | Tanjung Priok
SD69 | - | SM6 | PB |  | Tanjung Priok
SD71 | - | EGA | LBS |  | Tanjung Priok
SD71 | - | EGA | LBS |  | Tanjung Priok
SD204 | 701664 | MG SM 6 | LBS |  | Tanjung Priok
SD204 | 701665 | MG SM 6 | LBS |  | Tanjung Priok
SD204 |  | MG SM 6 | PGC |  | Tanjung Priok
SD209 | - | EGA | LBS |  | Tanjung Priok
SD209 | - | SCHNEIDER | LBS |  | Tanjung Priok
MK456 | 2382704 | ORMAZABAL | LBS |  | Bandengan
MK322 | IVZN230938M002 | ABB UNISWITCH | LBS |  | Bandengan
KPK4 | 3079 | GAE GDSA | PGC |  | Bandengan
DB1N | 23488/102/11/01/E6 | GAE | LBS | 2011 | Bandengan
DB1N | 23624/102/11/02/E6 | GAE | PB | 2011 | Bandengan
PLPB | PLPB | UNINDO | PB |  | Bandengan
MK210 | SM 0201359 | MG | LBS 1 |  | Bandengan
MK210 | 22031/066/09/03/E6 | GAE | PGDB |  | Bandengan
MK356 | 5015 | FLOUKIT M | LBS 1 |  | Bandengan
MK356 | 5034 | FLOUKIT M | LBS 2 |  | Bandengan
MK356 | SM 0201224 | MG | PB 1 |  | Bandengan
PLSD | 14010 | UNINDO | LBS | 2011 | Bandengan
MK473 | SM 1036190 C1 | SCHNEIDER | LBS 1 |  | Bandengan
MK473 | - | SCHNEIDER | PGDB |  | Bandengan
MK239 | 18221 | GAE | LBS 1 |  | Bandengan
MK239 | 18220 | GAE | LBS 2 |  | Bandengan
MK389 | SM 0603427 | UNINDO | LBS 1 |  | Bandengan
MK337 | 1708546 | EGA | PB 1 |  | Bandengan
B393 | B 393-02 | MG SM 6 | LBS 2 |  | Bandengan
CN50T | - | ORMAZABAL | LBS |  | Ciputat
CN50T | - | ORMAZABAL | LBS |  | Ciputat
CN50T | - | ORMAZABAL | PB |  | Ciputat
PIK13G | - | SCHNEIDER SM6 | LBS |  | Bandengan
PP35BR | 0934.16.216 | EGA | CBO MOTORIZE | 2016 | Bulungan
PIK13G | - | SCHNEIDER SM6 | LBS |  | Bandengan
PIK13G | - | GAE GSF | PB |  | Bandengan
PP144 | 0 | EGA | LBS MOTORIZE |  | Bulungan
B78B | B 78B-03 | MG SM 6 | PB 1 |  | Bandengan
TD286 | - | SCHNEIDER | LBS |  | Ciputat
CP182 | 4251 | UNINDO | LBS | 1995 | Ciputat
CP182 | 649 | UNINDO | PB | 1995 | Ciputat
MP74 | 0 | SCHNEIDER | CBO MOTORIZE |  | Bulungan
MP74 | 0 | SCHNEIDER | CBO MOTORIZE |  | Bulungan
MP75 | 0 | SCHNEIDER | CBO |  | Bulungan
BT121 | BT121 | FLUKIT M | LBS |  | Bintaro
BT121 | BT121 | FLUKIT M | LBS |  | Bintaro
KB279 | KB279 | GAE | LBS |  | Bintaro
CD293 | CD293 | GAE | LBS |  | Bintaro
CD293 | CD293 | GAE | LBS |  | Bintaro
B52NEW | 0155.19.212 | EGA | LBS MANUAL | 2019 | Bandengan
T374P | 13.1364 | ABB | PMT | 2013 | Menteng
B380 | B 380-01 | ORMAZABAL | PB |  | Bandengan
B380 | B 380-02 | ORMAZABAL | LBS |  | Bandengan
B380 | B 380-03 | ORMAZABAL | LBS |  | Bandengan
B52A | 0162.19.212 | EGA | LBS MANUAL | 2019 | Bandengan
B52A | 0266.19.214 | EGA | PB 1 | 2019 | Bandengan
B52A | 0232.19.214 | EGA | PB 2 | 2019 | Bandengan
MK85 | MK 85-01 | SIEMENS VISO | LBS 1 |  | Bandengan
MK85 | MK 85-02 | SIEMENS VISO | LBS 2 |  | Bandengan
BT265 | BT265 | GAE | LBS |  | Bintaro
BT265 | BT265 | GAE | LBS |  | Bintaro
BT264 | BT264 | GAE | LBS |  | Bintaro
BT96 | BT96 | MG SM6 | LBS |  | Bintaro
B271 | B 271-02 | SCHNEIDER | LBS MANUAL | 2017 | Bandengan
B271 | B 271-03 | SCHNEIDER | PB | 2017 | Bandengan
BT160 | BT160 | FLUKIT M | LBS |  | Bintaro
CP264 | CP264 | C.PLASMA | LBS |  | Bintaro
BT160 | BT160 | FLUKIT M | LBS |  | Bintaro
CD41G | CD41G | ABB | LBS |  | Bintaro
CD41F | CD41F | C.PLASMA | LBS |  | Bintaro
BT93 | BT93 | MG SM6 | LBS |  | Bintaro
BT303 | BT303 | ABB | LBS |  | Bintaro
B106 | 1806.18.213/2018 | EGA | LBS MOTORIZED | 2018 | Bandengan
B106 | CI-2017-W11-7-0002/EJ.069 | SCHNEIDER SM6 | PB 2 | 2017 | Bandengan
B25BIS | B 25BIS-01 | SIEMENS | LBS-01 |  | Bandengan
B25BIS | B 25BIS-02 | SIEMENS | LBS-02 |  | Bandengan
MB11 | MB 11-01 | EGA | LBS MANUAL |  | Bandengan
MB11 | MB 11-02 | SCHNEIDER SM6 | LBS MOTORIZED |  | Bandengan
B9B | B 9B-02 | SCHNEIDER | LBS |  | Bandengan
MB11 | MB 11-03 | EGA | PB |  | Bandengan
B9B | B 9B-03 | SCHNEIDER | PB |  | Bandengan
BT276 | BT276 | GAE | LBS |  | Bintaro
TA3 | IVJ 230938 M 0001 | ABB | LBS |  | Bandengan
TA3 | IVJN 230998 M 0001 | ABB | LBS |  | Bandengan
TA3 | LBS2-TA3 | GAE | LBS |  | Bandengan
SD145 | S9501071 | MG SM6 | LBS |  | Tanjung Priok
SD145 | S9502091 | MG SM6 | PT |  | Tanjung Priok
SD145 | 9513350L | MG SM6 | PGDB |  | Tanjung Priok
SD26 | C1.2016.W24.5.0020 | SCHNEIDER | LBS | 2016 | Tanjung Priok
SD26 | C1.2016.W22.3.0032 | SCHNEIDER | LBS | 2016 | Tanjung Priok
KG201 | KG201-1 | SIEMENS | LBS |  | Tanjung Priok
SD105 | - | EGA | LBS |  | Tanjung Priok
SD105 | 24780/104/11/02/EG | GAE | PB |  | Tanjung Priok
KJ242 | KJ 242 - PB2 | FLUOKIT M | PB |  | Kebon Jeruk
KJ242 | KJ 242 - PB1 | FLUOKIT M | PB |  | Kebon Jeruk
KJ253 | KJ 253 - LBS | SCHNEIDER | LBS MANUAL |  | Kebon Jeruk
KJ253 | KJ 253 - PB | SCHNEIDER | PB TRAFO |  | Kebon Jeruk
PK39N | - | SCHNEIDER SM6 | LBS |  | Tanjung Priok
SD110 | - | FLOUKIT M24 | PGDB |  | Tanjung Priok
PK82A | PK82A-1 | FLUOMATIC | LBS |  | Tanjung Priok
PK82A | PK82A-PB1 | FLUOMATIC | TP/PB TRAFO |  | Tanjung Priok
PK20 | - | ABB SAFEPLUS | TP/PB TRAFO |  | Tanjung Priok
SD136 | 3602 | FLUOKIT M 24 | LBS |  | Tanjung Priok
SD136 | 3613 | FLUOKIT M 24 | LBS |  | Tanjung Priok
SD136 | 1147 | FLUOKIT M 24 | PT |  | Tanjung Priok
SD136 | 1234 | FLUOKIT M 24 | PGDB |  | Tanjung Priok
SD39A | 14400 | FLUOKIT M24+ | LBS |  | Tanjung Priok
SD6 | - | KIT 25 | PB TRAFO 1 |  | Tanjung Priok
KG331 | CV 735554-000080/003 | SIEMENS | LBS |  | Tanjung Priok
PK88 | 2663 | EGA | LBS MOTORIZE |  | Tanjung Priok
KG331 | 20012052850006 | EGA | LBS |  | Tanjung Priok
KG341 | CV 726612/10 J01 | SIEMENS | LBS |  | Tanjung Priok
KG341 | CV 726664/+J12 | SIEMENS | B 1 |  | Tanjung Priok
KG422 | 12.1681 | ABB UNISWITCH | PB |  | Tanjung Priok
TA25 | 6067 | FLOUKIT M | LBS 1 |  | Bandengan
TA25 | 6067 | FLOUKIT M | LBS 1 |  | Bandengan
MK343 | - | MG | PGDB |  | Bandengan
PLKL2 | 14628 | UNINDO | LBS | 2011 | Bandengan
MK338 | W32.3.0018 | SCHNEIDER | LBS 1 |  | Bandengan
MK338 | 0585.17.212 | EGA | LBS 2 |  | Bandengan
B186A | 62102824/94 | F&G | LBS |  | Bandengan
B186A | 62102824/94 | F&G | LBS |  | Bandengan
KJ176 | KJ 176 - LBS | SIEMEN | LBS |  | Kebon Jeruk
KJ199 | KJ199-LBS RMU | GAE | LBS |  | Kebon Jeruk
MK410 | - | SCHNEIDER SM6 | PB |  | Bandengan
PLKL2 | 14020 | UNINDO | PB | 2011 | Bandengan
KB546S | KB 546S | INCDESA | LBS |  | Bulungan
KB546S | KB 546S | INCDESA | LBS |  | Bulungan
KB546S | KB 546S | INCDESA | PB |  | Bulungan
MK408 | CV735554000120/003 | SIEMENS | LBS | 2004 | Bandengan
MK408 | CV735554000080/014 | SIEMENS | LBS | 2004 | Bandengan
MK408 | CV72777/+J03 | SIEMENS | PB | 2003 | Bandengan
MK412 | 1095/04 | CONTACT PLASMA | LBS | 2004 | Bandengan
MK445 | 11754/07 | CONTACT PLASMA | LBS |  | Bandengan
MK445 | W37.4.0041 | SCHNEIDER | LBS |  | Bandengan
MK445 | 20774/07 | CONTACT PLASMA | PB |  | Bandengan
MK445 | 2078/07 | CONTACT PLASMA | PB |  | Bandengan
MK425 | 23994/103/11/01/E6 | FLUOKIT M | LBS | 2011 | Bandengan
MK425 | S9503494 | MERLIN GERIN SM6 | LBS |  | Bandengan
MK425 | 2492 | FLUOKIT M24 | PB | 2005 | Bandengan
MK425 | 2492 | FLUOKIT M24 | PB | 2012 | Bandengan
DB70 | 1186.17.212 | EGA | LBS |  | Bandengan
KB546 | KB 546 | SCHNEIDER | CBO MOTORIZE |  | Bulungan
KB546 | KB 546 | SCHNEIDER | CBO MOTORIZE |  | Bulungan
DB66 | CV 065145/008 | SIEMENS | PB |  | Bandengan
MK235 | W09.3.000. | SCHNEIDER | PGC |  | Bandengan
PLKR | 14012 | UNINDO | LBS | 2011 | Bandengan
MK462 | 11984 | EGA | LBS |  | Bandengan
PLPG | 4624 | UNINDO | PB | 2011 | Bandengan
CP436 | 1378 | EGA | PB | 2013 | Ciputat
CP439 | 2812 | EGA | LBS | 2013 | Ciputat
CP439 | 1339 | EGA | PB | 2013 | Ciputat
CN85 | 2678 | EGA | LBS | 2013 | Ciputat
CN85 | 2788 | EGA | LBS | 2013 | Ciputat
SD209 | - | SCHNEIDER | PGC |  | Tanjung Priok
SD212 | 500277303 | ABB SAFEPLUS | LBS |  | Tanjung Priok
SD212 | 500277503 | ABB SAFEPLUS | LBS |  | Tanjung Priok
SD212 | 500238821/1001-03 | ABB SAFEPLUS | PMS |  | Tanjung Priok
SD212 | 500277303/003011-04 | ABB SAFEPLUS | CT / PT |  | Tanjung Priok
SD212 | 500277303/3021-01 | ABB SAFEPLUS | PGC |  | Tanjung Priok
SD222 | 0456.17.216 | EGA | LBS | 2017 | Tanjung Priok
SD222 | 0906.17.212 | EGA | LBS | 2017 | Tanjung Priok
SD222 | 0883.17.214 | EGA | PB | 2017 | Tanjung Priok
SD223 | SM1124061CI | MG SM 6 | LBS |  | Tanjung Priok
SD223 | SM1125157CI | MG SM 6 | LBS |  | Tanjung Priok
SD223 |  | MG SM 6 | PGC |  | Tanjung Priok
SD24 | C1.2016.W21.1.0031 | SCHNEIDER SM6 | LBS | 2016 | Tanjung Priok
SD24 | C1.2019.W30.2.0045 | SCHNEIDER SM6 | LBS | 2019 | Tanjung Priok
SD24 | C1.2019.W.3.0043 | SCHNEIDER SM6 | PB | 2019 | Tanjung Priok
SD29 | - | EGA | LBS |  | Tanjung Priok
SD29 | 10481 | EGA | LBS |  | Tanjung Priok
SD29 | - | EGA | PB |  | Tanjung Priok
SD33 |  | KIT 25 | LBS |  | Tanjung Priok
SD33 | - | SCHNEIDER SM6 | LBS MOTORIZE |  | Tanjung Priok
SD33 | - | SCHNEIDER SM6 | PB |  | Tanjung Priok
SD33 | - | SCHNEIDER SM6 | PB |  | Tanjung Priok
SD34 |  | FLUOMATIC | LBS |  | Tanjung Priok
SD34 | 4747 | FLUOKIT M | LBS MOTORIZED |  | Tanjung Priok
SD34 | - | SM6 | PGDB |  | Tanjung Priok
E234 | W0650033 | SCHNEIDER | LBS | 2017 | Kramat Jati
E234 | W2940025 | SCHNEIDER | LBS | 2017 | Kramat Jati
E152N | 119017213 | EGA | LBS (MOTORIZE) | 2017 | Kramat Jati
E152N | E152-3 | SCHNEIDER | PGDB | 2010 | Kramat Jati
E379 | E379-1 | SCHNEIDER | LBS | 2012 | Kramat Jati
E379 | E379-2 | SCHNEIDER | LBS | 2012 | Kramat Jati
E379 | E379-3 | SCHNEIDER | CBOG | 2012 | Kramat Jati
SD230 | CI-2013-W36-1-0028 | SCHNEIDER | LBS | 2013 | Tanjung Priok
KJ84 | KJ 84 - LBS | SCHNEIDER | LBS |  | Kebon Jeruk
KJ230 | KJ 230 - PGC | GAE | LBS |  | Kebon Jeruk
KJ167 | KJ 167 - PGDB | MG | LBS |  | Kebon Jeruk
KJ167 | KJ 167 - LBS | MG | LBS |  | Kebon Jeruk
KJ167 | KJ 167 - LBS | EGA | PB |  | Kebon Jeruk
KJ133 | KJ 133 - LBS | FLOUKIT M | LBS |  | Kebon Jeruk
KJ133 | KJ 133 - PT | FLOUKIT M | PT |  | Kebon Jeruk
KJ133 | KJ 133 - B1 | FLOUKIT M | B1 |  | Kebon Jeruk
B84 | B 84 - 1 | SCHNEIDER SM6 | LBS |  | Bandengan
B84 | B 84 - 2 | KIT 27.2 | LBS |  | Bandengan
B84 | B 84 - 3 | KIT 27.2 | PB |  | Bandengan
SN131 | 29580/0943/13/01/E6 | GAE | LBS |  | Bulungan
TD91A | 1498.13 BL | EGA | LBS | 2012 | Ciputat
TT50P | 84103 | EGA | PB | 2013 | Menteng
CP409 | PB.235.13 BL | EGA | PB | 2013 | Ciputat
CP415 | 1542.13 BL | EGA | LBS | 2012 | Ciputat
CP414 | 13.0181 | ABB | LBS | 2013 | Ciputat
CP417 | 13.0357 | ABB | LBS | 2013 | Ciputat
PK10 |  | GAE | PB |  | Tanjung Priok
MP75 | 00791.17.213 | EGA | LBS MOTORIZE | 2017 | Bulungan
KB46 | 0 | EGA | PB | 2012 | Bulungan
MP200 | 0 | SCHNEIDER | LBS |  | Bulungan
MP75 | 0 | FLOUKIT.M | B1 | 1996 | Bulungan
MP75 | 1213 | FLOUKIT.M | PGDB | 1996 | Bulungan
MP75 | 6196 | FLOUKIT.M | PT | 1996 | Bulungan
MP76 | 9511098 | MERLIN GERIN | PGDB |  | Bulungan
MP76 | 9605931 | MERLIN GERIN | B1 |  | Bulungan
MP76 | 0 | SCHNEIDER | CBOG |  | Bulungan
MP76 | 9605864 | MERLIN GERIN | LBS |  | Bulungan
KB590 | CI-2015-W20-5-0047 | SCHNEIDER | PB | 2015 | Bulungan
MP30 | 0 | FLUOKIT M | LBS |  | Bulungan
PP77 | 808 | FLUOKIT M | PMT |  | Bulungan
PP77 | 203 | FLUOKIT M | PGC |  | Bulungan
PP77 | 807 | FLUOKIT M | PMT |  | Bulungan
PP79 | 1203 | FLUOKIT M | PMT |  | Bulungan
SN115 | 0731.17.213 | EGA | LBS MOTORIZE | 2017 | Bulungan
PP79 | 3552 | FLUOKIT M | PMT |  | Bulungan
KB246 | 0 | MERLIN GERIN KUNING | CBO |  | Bulungan
PP79 | 0 | SCHNEIDER | CBO |  | Bulungan
PP80 | 9252277 | SCHNEIDER | LBS MOTORIZE |  | Bulungan
PP80 | 9315420 | SCHNEIDER | LBS MOTORIZE |  | Bulungan
PP86 | 0 | SCHNEIDER | PMT |  | Bulungan
PP86 | 0 | SCHNEIDER | PMT |  | Bulungan
PP86 | 0 | ABB | PB |  | Bulungan
PP87 | 0 | MG VM6 | PGDB |  | Bulungan
PP87 | 0 | MG VM6 | PMT |  | Bulungan
PP87 | 0 | MG VM6 | B1 |  | Bulungan
PP87 | 0 | MG VM6 | PMT |  | Bulungan
PP87 | 0 | MG VM6 | PT |  | Bulungan
PP88 | 0 | EGA | LBS MOTORIZE |  | Bulungan
PP88 | 0 | EGA | LBS |  | Bulungan
PP88 | 0 | EGA | PB |  | Bulungan
PP9 | 0 | SCHNEIDER | LBS MOTORIZE |  | Bulungan
PP9 | 0 | SCHNEIDER | PB |  | Bulungan
PP9 | 0 | SCHNEIDER | PB 2 |  | Bulungan
PP9 | 0 | SCHNEIDER | CBO MOTORIZE |  | Bulungan
PP91 | 5868 | FLUOKIT.M | PMT | 1996 | Bulungan
PP91 | 1009 | FLUOKIT.M | PB | 1996 | Bulungan
PP91 | 5944 | FLUOKIT.M | PMT | 1996 | Bulungan
PP92 | 9500455 | MERLIN GERIN | PMT |  | Bulungan
PP92 | 9503077 | MERLIN GERIN | PMT |  | Bulungan
PP92 | 9511446 | MERLIN GERIN | PGC |  | Bulungan
PP92 | 9508405 | MERLIN GERIN | METERING |  | Bulungan
PP92 | 0 | MERLIN GERIN | PT |  | Bulungan
PP93 | 0 | EGA | LBS MOTORIZED |  | Bulungan
PP93 | 1606 | FLUOKIT.M | PGDB |  | Bulungan
PP93 | 5291 | FLUOKIT.M | B1 |  | Bulungan
PP93 | 0 | FLUOKIT.M | PT |  | Bulungan
PP93 | 0 | FLUOKIT.M | PB |  | Bulungan
PP93 | 0 | FLUOKIT.M | LBS |  | Bulungan
PP99 | 0 | FLUOKIT M | PMT |  | Bulungan
PP99 | 0 | FLUOKIT M | PMT |  | Bulungan
SN10 | 0 | Floukit M | PB |  | Bulungan
SN10 | 33465143 | Floukit M | PMT |  | Bulungan
MP153 | 0 | SCHNEIDER | LBS |  | Bulungan
SN100 | C1.2018.W01.3.0016 | SCHNEIDER | PB | 2018 | Bulungan
SN100 | C1.2018.W07.2.0001 | SCHNEIDER | CBOM MOTORIZE | 2018 | Bulungan
SN100 | C1.2017.W22.2.0011 | SCHNEIDER | CBOM MOTORIZE | 2017 | Bulungan
MP61 | 0 | MERLIN GERLIN | PGC |  | Bulungan
MP61 | 0 | FLOUKIT M | PT |  | Bulungan
KB376 | 00929.16.212 | EGA | LBS MOTORIZE | 2016 | Bulungan
SN101 | 46570008 | ABB | PMT |  | Bulungan
SN101 | 46290002 | ABB | PGDB |  | Bulungan
SN101 | 34800010 | ABB | PB |  | Bulungan
SP98 | SP 98 - PB | SCHNEIDER | PB |  | Kebon Jeruk
E363 | E363-1311595 | EGA | LBS | 2015 | Kramat Jati
MK249 | 18520 | ABB | LBS |  | Bandengan
CKG104 | 2046.13.BL | EGA | LBS | 2013 | Cengkareng
PK29B | - | SCHNEIDER SM6 | PB TRAFO |  | Tanjung Priok
SD134 | CV06-5144/012 | SIEMENS | PB 2 |  | Tanjung Priok
SD134 | CV06-5144/012 | SIEMENS | PB 1 |  | Tanjung Priok
SD15 | - | EGA | LBS |  | Tanjung Priok
CN26 | S95035562 | MERLIN GERIN | LBS | 2013 | Ciputat
CN26 | S9501247 | MERLIN GERIN | LBS | 2013 | Ciputat
CN26 | 9503708 | MERLIN GERIN | PB | 2013 | Ciputat
CN30 | . | MERLIN GERIN | LBS |  | Ciputat
E234 | W3120012 | SCHNEIDER | PB TRAFO | 2017 | Kramat Jati
SD230 | 1130.13 BF | GAE | LBS TP/PB | 2013 | Tanjung Priok
B294 | B 294-03 | EGA | PB | 2017 | Bandengan
B99 | B 99-01 | ORMAZABAL | LBS |  | Bandengan
KG321 | 8274 | FLOUKIT M 24 | LBS |  | Tanjung Priok
B99 | B 99-03 | ORMAZABAL | PB |  | Bandengan
KG321 | 8273 | FLOUKIT M 24 | LBS |  | Tanjung Priok
B47C | CI-2017-W21-3-0035 | SCHNEIDER SM6 | CBO RC | 2017 | Bandengan
B47C | 102.217.14 | EGA | PB | 2017 | Bandengan
B396 | B 396-01 | GAE | LBS |  | Bandengan
B396 | B 396-02 | GAE | LBS |  | Bandengan
B396 | B 396-03 | MG VERCORE6 | PGDB |  | Bandengan
KG321 | - | ABB UNISWITCH | PB TRAFO |  | Tanjung Priok
KG321 | - | ABB UNISWITCH | PB TRAFO |  | Tanjung Priok
KG321 | - | EGA | PB TRAFO |  | Tanjung Priok
MK32 | MK 32-03 | ORMAZABAL | PB |  | Bandengan
MK32 | MK 32-04 | ORMAZABAL | PB |  | Bandengan
MK308 | MK 308-01 | SCHNEIDER SM6 | LBS MOTORIZE |  | Bandengan
MK308 | MK 308-02 | SCHNEIDER SM6 | LBS MANUAL |  | Bandengan
MK308 | MK 308-03 | SCHNEIDER SM6 | PB |  | Bandengan
MK3 | 12464/07 | CONTACTPLASMA | LBS |  | Bandengan
MK3 | 11824/07 | CONTACTPLASMA | LBS |  | Bandengan
MK3 | CI-2018-W23-3-0014 | SCHNEIDER SM6 | LBS MOTORIZE | 2018 | Bandengan
MK3 | - | SCHNEIDER SM6 | LBS MOTORIZE |  | Bandengan
MK3 | - | SIEMENS | LBS |  | Bandengan
MK3 | - | FLUOKIT M BIRU | CBO |  | Bandengan
MK479NEW | 1578/21.213 | EGA | LBS | 2021 | Bandengan
MK422 | CV733362-000090/010 | SIEMENS | LBS |  | Bandengan
MK484 | CI-2013-WI6-5-0034 | SCHENEIDER SM6 | LBS |  | Bandengan
MK484 | CI-2013-WI6-5-0033 | SCHENEIDER SM6 | LBS |  | Bandengan
MK484 | CI-2013-WI3-7-0008 | SCHENEIDER SM6 | PGC |  | Bandengan
E265 | 104410033 | SCHNEIDER | LBS | 2015 | Kramat Jati
E265 | 100430022 | SCHNEIDER | LBS (MOTORIZE) | 2016 | Kramat Jati
E265 | 100510009 | SCHNEIDER | PB | 2016 | Kramat Jati
SD206 | - | SIEMENS | LBS |  | Tanjung Priok
SD206 | - | SIEMENS | LBS |  | Tanjung Priok
SD206 | - | SM6 | PGC |  | Tanjung Priok
KPK16 | KPK 16-01 | EGA | LBS MOTORIZED | 2016 | Bandengan
MK123 | 173005052683-0019 | SIEMENS | LBS |  | Bandengan
B68C | B 68C-03 | FLOUKIT M | PGDB |  | Bandengan
B68C | B 68C-04 | EGA | PB |  | Bandengan
B68C | B 68C-05 | FLOUKIT M | B1 |  | Bandengan
PD79 | PD79-PD 75 | SCHNEIDER | LBS | 2010 | Kramat Jati
PD79 | PD79-PB | SM6-SCHNEIDER | PB | 2010 | Kramat Jati
SN106 | SN 106 | SIEMENS | LBS |  | Bulungan
MP213 | C1 2014 W049 .0030 | SCHNEIDER | LBS |  | Bulungan
SN102 | 0 | SCHNEIDER | CBO |  | Bulungan
SN103 | 0 | GAE | PMT |  | Bulungan
SN103 | 0 | GAE | PB |  | Bulungan
SN103 | 0 | GAE | PMT |  | Bulungan
SN104 | 0 | EGA | LBS |  | Bulungan
SN104 | 0 | EGA | PB |  | Bulungan
SN104 | 0 | EGA | CBO MOTORIZE |  | Bulungan
SN104 | 0 | EGA | LBS |  | Bulungan
SN108 | 0 | EGA | CBO |  | Bulungan
SN108 | 0 | EGA | PMT |  | Bulungan
SN108 | 0 | EGA | KOPEL |  | Bulungan
SN108 | 0 | EGA | PMT |  | Bulungan
SN108 | 0 | EGA | CBO |  | Bulungan
SN108 | 0 | EGA | LBS |  | Bulungan
SN108 | 0 | EGA | LBS |  | Bulungan
SN108 | 0 | EGA | PMT |  | Bulungan
SN109 | 0 | SIEMENS | PMT |  | Bulungan
SN109 | 0 | C. PLASMA | PGDB |  | Bulungan
SN109 | 0 | SIEMENS | PMT |  | Bulungan
SN11 | 0 | SCHNEIDER | PB |  | Bulungan
SN11 | 0 | SCHNEIDER | LBS |  | Bulungan
SN11 | 0 | SCHNEIDER | LBS MOTORIZE |  | Bulungan
SN110 | 0 | MERLIN GERIN | PMT |  | Bulungan
SN110 | 0 | MERLIN GERIN | CBO |  | Bulungan
SN110 | 0 | MERLIN GERIN | PMT |  | Bulungan
D256 |  | MERLIN GERIN | PGDB |  | Menteng
D256 |  | MERLIN GERIN | PMT |  | Menteng
D244 |  | MERLIN GERIN | B1 |  | Menteng
D244 |  | MERLIN GERIN | PMT |  | Menteng
D244 |  | MERLIN GERIN | PMT |  | Menteng
D244 |  | MERLIN GERIN | PT |  | Menteng
D244 |  | MERLIN GERIN | PGDB |  | Menteng
D73 | - | ORMAZABAL | PMT | 2019 | Menteng
SP162 | 165288 | MG VERCOR | PMT |  | Menteng
SP162 | 166822 | MG VERCOR | PB |  | Menteng
TG29 |  | MERLIN GERIN | PMT |  | Menteng
TG29 |  | MERLIN GERIN | PMT |  | Menteng
TG29 |  | MERLIN GERIN | PB |  | Menteng
T344P | 0 | GAE | PMT | 2012 | Menteng
T344P | 0 | GAE | PMT | 2012 | Menteng
T344P | 0 | GAE | PB |  | Menteng
TT40P | 244221/104/11/01/E6 | GAE | PMT | 2011 | Menteng
TT40P | 24336/104/11/01/E6 | GAE | PMT | 2011 | Menteng
TT40P | 24735/104/11/01/E6 | GAE | PB | 2011 | Menteng
T259 |  | FLUOKIT-M | PB |  | Menteng
T259 |  | FLOUKIT.M | PMT |  | Menteng
T259 |  | FLOUKIT.M | PMT |  | Menteng
T259 | 771 | FLOUKIT.M | PGDB |  | Menteng
T259 | - | FLOUKIT.M | PMT |  | Menteng
T259 |  | FLOUKIT.M | PT |  | Menteng
T152 | T152 | SCHNEIDER | PB |  | Menteng
T152 | T152 | SCHNEIDER | PMT |  | Menteng
T152 | T152 | SCHNEIDER | PMT |  | Menteng
KS1B |  | KIT-25 | PMT |  | Menteng
KS1B | . | KIT-25 | PMT |  | Menteng
KS1B |  | KIT-25 | PB2 |  | Menteng
KS1B | . | KIT-25 | PB1 |  | Menteng
KS69 | . | SCHNEIDER | PMT |  | Menteng
KS69 | . | SCHNEIDER | PGC |  | Menteng
KS69 | . | SCHNEIDER | PMT |  | Menteng
KS66 |  | FLUOKIT-M | PMT |  | Menteng
KS66 |  | FLUOKIT-M | PGC |  | Menteng
KS66 |  | FLUOKIT-M | PMT |  | Menteng
KS50 |  | FLUOKIT-M | B1 |  | Menteng
KS50 |  | FLUOKIT-M | PMT |  | Menteng
KS50 |  | FLUOKIT-M | PMT |  | Menteng
KS50 | - | FLUOKIT-M | PGDB |  | Menteng
T358 | CI-2012-W30-1-0018 | SCHNEIDER SM6 | PMT | 2012 | Menteng
T358 | CI-2012-W33-4-0001 | SCHNEIDER SM6 | PMT | 2012 | Menteng
T358 | CI-2012-W29-5-0002 | SCHNEIDER SM6 | PGC | 2012 | Menteng
T88 | T88 | EGA | LBS | 2018 | Menteng
T88 | T88 | EGA | LBS | 2018 | Menteng
T88 | T88 | EGA | PB | 2018 | Menteng
T14B |  | ABB | PMT |  | Menteng
T14B | 1398.17.213 | EGA | LBS | 2017 | Menteng
T14B |  | ABB | PB |  | Menteng
T232 |  | KIT-25 | PMT |  | Menteng
T232 | T232 | EGA | PMT |  | Menteng
T232 |  | KIT-25 | PB |  | Menteng
T242 | CI-2019-W06-5-0039 | SCHNEIDER | CBO-JAR | 2019 | Menteng
PK11 | - | SM6 | LBS |  | Tanjung Priok
PK11 | - | SM6 | LBS |  | Tanjung Priok
PK11 | - | SM6 | PT |  | Tanjung Priok
PK11 | - | SM6 | PT |  | Tanjung Priok
PK11 | - | SM6 | PGDB |  | Tanjung Priok
TA7 | CL2017-W42-2-0038 | SCHNEIDER | LBS |  | Bandengan
TA7 | 1707971 | EGA | LBS |  | Bandengan
TA7 | 1710258 | EGA | PB |  | Bandengan
MK71 | W3430016 | SCHNEIDER | LBS 1 |  | Bandengan
KN113 | 62301 | MGSM6 | PMT | 2012 | Menteng
KN113 | 62302 | MGSM6 | PMT | 2012 | Menteng
KN115 | 67502 | GAE | PMT | 2012 | Menteng
KN115 | 67503 | GAE | CBOM | 2012 | Menteng
S133 | 63501 | SCHNEIDER | PMT | 2012 | Menteng
S133 | 63502 | SCHNEIDER | PMT | 2012 | Menteng
S133 | 63503 | SCHNEIDER | CBOM | 2012 | Menteng
KJ39 | KJ39TRAFO1 | SIEMEN | LBS | 2015 | Kebon Jeruk
SP155 | SP 155 - LBS | FLOUKIT M | LBS |  | Kebon Jeruk
SP155 | SP 155 - LBS | FLOUKIT M | LBS |  | Kebon Jeruk
SP155 | SP 155 - PB | FLOUKIT M | PB |  | Kebon Jeruk
SP153 | SP 153 - LBS | FLUOKIT | LBS |  | Kebon Jeruk
SP153 | SP 153 - LBS | FLUOKIT | LBS |  | Kebon Jeruk
KJ17 | KJ 17 - LBS | SCHNEIDER | CBOG |  | Kebon Jeruk
KJ17 | KJ 17 - LBS | SCHNEIDER | LBS MANUAL |  | Kebon Jeruk
KJ17 | KJ 17 - PB | EGA | PB |  | Kebon Jeruk
KJ68 | KJ 68 - LBS | SCHNEIDER | LBS |  | Kebon Jeruk
KJ68 | KJ 68 - LBS | SCHNEIDER | CBOM |  | Kebon Jeruk
KJ68 | KJ 68 - PB | SCHNEIDER | PB |  | Kebon Jeruk
KJ42 | KJ 42 -KUBRMU | OR MAZABAL | RMU |  | Kebon Jeruk
KJ16 | KJ 16 - LBS | ABB | LBS |  | Kebon Jeruk
KJ16 | KJ 16 - LBS | ABB | LBS |  | Kebon Jeruk
KJ16 | KJ 16 - PB1 | ABB | PB |  | Kebon Jeruk
KJ43 | KJ 43 - RMU | SIEMEN | RMU |  | Kebon Jeruk
T353 | 72501 | SCHNEIDER | PMT | 2012 | Menteng
T353 | 72502 | SCHNEIDER | PMT | 2012 | Menteng
T353 | 72503 | SCHNEIDER | CBOM | 2012 | Menteng
SD178 | 20032129020001 | ABB UNI SWITCH | LBS |  | Tanjung Priok
SD178 | 20032129020001 | ABB UNI SWITCH | LBS |  | Tanjung Priok
SD218 | 10335063 | ORMAZABAL | PB |  | Tanjung Priok
KG18 |  | MG SM6 | PT |  | Marunda
D298A | 73502 | MGSM6 | PMT |  | Menteng
KJ70 | KJ 70 - LBS | EGA | LBS |  | Kebon Jeruk
KJ244 | KJ 244 - LBS | SCHNEIDER | LBS MANUAL |  | Kebon Jeruk
KJ244 | KJ 244 - LBS | SCHNEIDER | LBS MANUAL |  | Kebon Jeruk
KJ244 | KJ 244 - CBOM | SCHNEIDER | CBOM |  | Kebon Jeruk
KJ178 | KJ 178 - PT | SIEMENS | PT |  | Kebon Jeruk
KJ207 | KJ 207 - LBS | GAE | LBS MOTORIZED |  | Kebon Jeruk
PS33 | PB2 | EGA | PB 2 |  | Cempaka Putih
BT28 | - | FLUOKIT M | LBS |  | Bintaro
BT28 | - | FLUOKIT M | LBS |  | Bintaro
B67C | B 67C-01 | ABB SAFEPLUS | LBS 1 |  | Bandengan
B67C | B 67C-03 | ABB SAFEPLUS | PB 1 |  | Bandengan
SP160 | SP 160 - LBS | SCHNEIDER | LBS | 2018 | Kebon Jeruk
T369P | 0 | EGA | PB |  | Menteng
KJ200 | KJ 200 - LBS | MG | LBS |  | Kebon Jeruk
MP208 | 0 | EGA | LBS |  | Bulungan
DB9 | SM12153CI | SCHNEIDER | PB |  | Bandengan
MK410 | - | SCHNEIDER SM6 | LBS |  | Bandengan
MK79 | CI 2017 W46 5 0029 | SCHNEIDER | LBS |  | Bandengan
KDR151 | CI-2016-W35-20015 | SCHNEIDER | LBS | 2016 | Cengkareng
PIK32 | CI-2015-W23-4-0045 | SCHNEIDER SM6 | LBS | 2015 | Bandengan
T373P | 29627 | GAE | PB | 2013 | Menteng
TP36 | TP-36 - 130111 | SCHNEIDER SM6 | PB | 2013 | Cempaka Putih
AB47 | AB47 | SCHNEIDER DM1 | PGC |  | Bandengan
TP60 | TP 60 - PB2 | CONTAC PLASMA | PMT |  | Cempaka Putih
RG151 | RG 151 | SCHNEIDER RM6 | LBS-1 |  | Lenteng Agung
SP86 | SP 86 - LBS2 | EGA | LBS | 2015 | Kebon Jeruk
MK434 | SM0601381 | MERLIN GERIN SM6 | LBS |  | Bandengan
KG303 | FPK 0020002 | ALSTHOM FLUOPACK | LBS |  | Tanjung Priok
KG303 | - | ALSTHOM FLUOPACK | PB |  | Tanjung Priok
KG333N | 200220830 | EGA | LBS |  | Tanjung Priok
KG333N | - | EGA | LBS |  | Tanjung Priok
KG333N | - | EGA | PB |  | Tanjung Priok
KG343 |  | MG RM 6 | LBS |  | Tanjung Priok
KG343 |  | MG RM 6 | LBS |  | Tanjung Priok
KG343 |  | MG RM 6 | PB |  | Tanjung Priok
KG346 |  | SIEMENS | LBS |  | Tanjung Priok
KG346 |  | SIEMENS | LBS |  | Tanjung Priok
KG346 |  | SIEMENS | PB |  | Tanjung Priok
KG348 | CV.728857-01001/010 | SIEMENS | LBS |  | Tanjung Priok
KG348 | CV.728857-01001/010 | SIEMENS | LBS |  | Tanjung Priok
KG348 |  | SIEMENS | PB |  | Tanjung Priok
KG349 | CV728857-01001/005 | SIEMENS | LBS |  | Tanjung Priok
KG349 | CV728857-01001/005 | SIEMENS | LBS |  | Tanjung Priok
KG349 |  | SIEMENS | PB |  | Tanjung Priok
KG350 | CV728857-0100/007 | SIEMENS | LBS |  | Tanjung Priok
KG350 | CV728857-0100/007 | SIEMENS | LBS |  | Tanjung Priok
KG350 |  | SIEMENS | PB |  | Tanjung Priok
KG353 | - | MG VERCORS 6 | LBS |  | Tanjung Priok
KG353 | - | MG VERCORS 6 | LBS |  | Tanjung Priok
KG353 | - | MG VERCORS 6 | PB |  | Tanjung Priok
KG356 | SB-2010-W46-1-0039 | SCHNEIDER RM6 | LBS |  | Tanjung Priok
KG356 | SB-2010-W46-1-0080 | SCHNEIDER RM6 | LBS |  | Tanjung Priok
KG356 |  | SCHNEIDER RM6 | PB |  | Tanjung Priok
KG374 | - | SCHNEIDER SM6 | LBS |  | Tanjung Priok
B375 | 20022083040001 | ABB | LBS |  | Bandengan
B375 | 20022083040001 | ABB | LBS |  | Bandengan
SP193 | SP 193 - LBS | SCHNEIDER | LBS |  | Kebon Jeruk
SP193 | SP 193 - PB1 | SCHNEIDER | PB |  | Kebon Jeruk
KJ56 | KJ 56 - PB1 | SCHNEIDER | PB | 2018 | Kebon Jeruk
MK336 | 23675/102/11/02/E6 | GAE | PB |  | Bandengan
RG165 | 27612/021/12/01/E6 | GAE MR | LBS-2 |  | Lenteng Agung
RG165 | 27628/021/12/03/E6 | GAE | PGDB-1 |  | Lenteng Agung
SP227 | SP 227 - LBS | SCHNEIDER | LBS |  | Kebon Jeruk
SP227 | SP 227 - LBS | SCHNEIDER | LBS |  | Kebon Jeruk
SP227 | SP 227 - PB1 | MG | PB |  | Kebon Jeruk
MK165 | 8622 | FLOUKIT M | LBS |  | Bandengan
MK471 | 414 | MG VERCORS 6 | PB |  | Bandengan
MK436 | SM0601365 | MERLIN GERIN SM6 | LBS |  | Bandengan
MK464 | SM0927021CI | SCHNEIDER SM6 | LBS |  | Bandengan
MK458 | SM0926028CI | EGA | LBS |  | Bandengan
MK461 | SM0803821 | SCHNEIDER SM6 | LBS |  | Bandengan
PLTK | 14009 | UNINDO | LBS | 2011 | Bandengan
MK457 | SM0702774 | MERLIN GERIN SM6 | LBS |  | Bandengan
MK457 | SM0702773 | MERLIN GERIN SM6 | LBS |  | Bandengan
MK434 | SM0601350 | MERLIN GERIN SM6 | PB |  | Bandengan
PLPK2 | PLPK2 | ABB | LBS | 2018 | Bandengan
MK324 | 59604856 | MERLIN GERIN SM6 | LBS |  | Bandengan
MK324 | 59604844 | MERLIN GERIN SM6 | LBS |  | Bandengan
MK300 | 9116587 | MG VERCORS 6 | LBS |  | Bandengan
DB42 | 1037 | FLUOKIT M24 | PB |  | Bandengan
KL225 | 13-1568 KL 225 | ABB | LBS |  | Bulungan
DB28 | LBS - DB28 | EGA | LBS |  | Bandengan
PLKL2 | - | - | LBS | 0 | Bandengan
MK425 | 21786/057/09/03/E6 | GAE | PGDB | 2008 | Bandengan
KB546 | 0 | SCHNEIDER | CBO |  | Bulungan
E208 | 06.14.17.214 | EGA | PB | 2017 | Pondok Gede
MK359 | 6556 | FLUOKIT M24 | LBS |  | Bandengan
MK359 | 5528 | FLUOKIT M24 | PB |  | Bandengan
MK305 | S9502005 | MERLIN GERIN SM6 | LBS |  | Bandengan
MK305 | S9503343 | MERLIN GERIN SM6 | PB |  | Bandengan
MK305 | S9503370 | MERLIN GERIN SM6 | PB |  | Bandengan
MK442 | LBS-MK442 | MERLIN GERLIN | LBS | 2020 | Bandengan
PIK6 | 14667 | FLUOKIT M24+ | LBS |  | Bandengan
MK291 | 2019CSF60021 | ORMAZABAL | CBOM | 2019 | Bandengan
MK291 | 2019-CSF6337W | ORMAZABAL | LBS | 2019 | Bandengan
PIK11P | IEC6227/200 | SCHNEIDER SM6 | LBS |  | Bandengan
PIK8 | 21560/11/08/01/E6 | GAE GLS | LBS |  | Bandengan
MK357 | W37.1.0047 | SCHNEIDER | LBS | 2008 | Bandengan
B67C | B 67C-04 | ABB SAFEPLUS | PB 2 |  | Bandengan
BT155 | - | ORMZBL | LBS |  | Bintaro
BT40 | - | GAE | LBS |  | Bintaro
BT142 | - | ABB | LBS |  | Bintaro
BT177 | - | FLUOKIT M | LBS |  | Bintaro
CP44E | - | ABB | LBS |  | Bintaro
BT137 | - | MG | LBS |  | Bintaro
BT110 | - | MG SM6 | LBS |  | Bintaro
BT110 | - | MG SM6 | LBS |  | Bintaro
A112 | A 112-04 | EGA | PB |  | Bandengan
BT425 | - | MG SM6 | LBS |  | Bintaro
BT293 | - | EGA | LBS |  | Bintaro
TD165 | - | GAE | LBS |  | Bintaro
B337 | B 337-02 | FLUOKIT M | LBS 2 |  | Bandengan
B337 | B 337-03 | FLUOKIT M | PB 1 |  | Bandengan
B337 | B 337-04 | FLUOKIT M | PB 2 |  | Bandengan
KB513 | KB 513 | FLUOKIT M | LBS |  | Bulungan
BT31 | BT31 | MG | LBS |  | Bintaro
KB513 | KB 513 | FLUOKIT M | LBS |  | Bulungan
KB513 | KB 513 | GAE | PGC |  | Bulungan
BT31 | BT31 | MG | LBS |  | Bintaro
BT278 | - | EGA | LBS |  | Bintaro
B44A | B 44A-03 | FLUOKIT M | PB |  | Bandengan
BT104 | BT104 | C.PLASMA | LBS |  | Bintaro
BT282 | BT282 | EGA | LBS |  | Bintaro
PK78 | 10751 | SM6 | LBS |  | Tanjung Priok
B247 | B 247-03 | KIT 27,2 | PB |  | Bandengan
CD41D | CD41D | ABB | LBS |  | Bintaro
CP264 | CP264 | C.PLASMA | LBS |  | Bintaro
B271 | B 271-01 | SCHNEIDER | CBO RC | 2017 | Bandengan
BT145 | BT145 | GAE | LBS |  | Bintaro
MB45 | 21974 | SCHNEIDER SM6 | PGC |  | Bandengan
B106 | 0873.18.212/2018 | EGA | LBS MANUAL | 2018 | Bandengan
B257 | 1165.17.212 | EGA | LBS MANUAL | 2017 | Bandengan
TD122A | TD122A | FLUOKIT M | LBS |  | Bintaro
B257 | 10.37.17.214 | EGA | PB | 2017 | Bandengan
CD41H | CD41H | ABB | LBS |  | Bintaro
KG352 | 20040276 | SCHNEIDER SM6 | PB TRAFO |  | Tanjung Priok
KJ325 | KJ 325 - LBS | ABB | LBS |  | Kebon Jeruk
KJ325 | KJ 325 - PB | ABB | PB |  | Kebon Jeruk
KG59 | - | SCHNEIDER SM6 | PB TRAFO 3 |  | Tanjung Priok
KG72 | - | SCHNEIDER SM6 | LBS |  | Tanjung Priok
KG72 | - | EGA | LBS |  | Tanjung Priok
KG181 | CV06-5126/040 | SIEMENS | PB TRAFO |  | Tanjung Priok
KG81 | 223.12.BL | EGA | LBS MOTORIZE |  | Tanjung Priok
KG153 | - | ABB BC5 SYSTEM | LBS |  | Tanjung Priok
KG46 | - | KIT 25 | LBS |  | Tanjung Priok
PK277 | PK277-PB1 | FLUOKIT M 24+ | TP/PB TRAFO |  | Tanjung Priok
KG1B | - | SCHNEIDER SM6 | PB TRAFO |  | Tanjung Priok
KG1B | - | SCHNEIDER SM6 | LBS |  | Tanjung Priok
KJ314 | KJ 314 - LBS | EGA | LBS MOTORIZED |  | Kebon Jeruk
KJ314 | KJ 314 - PB | EGA | PB |  | Kebon Jeruk
PK37E | - | SCHNEIDER SM6 | LBS |  | Tanjung Priok
SD88 | 8456 | FLUOKIT M | LBS |  | Tanjung Priok
SD88 | - | ABB BC5 SYSTEM | PGDB |  | Tanjung Priok
KG41 | 22567/032/10/01/EG | GAE | LBS |  | Tanjung Priok
KG41 | 22722/032/10/02/EG | GAE | PB 1 |  | Tanjung Priok
KG41 | 22517/032/10/02/EG | GAE | PB 2 |  | Tanjung Priok
CKG88 | 1128.13.BF | EGA | PB | 2013 | Cengkareng
CP138P | . | ORMA ZABAL | LBS |  | Ciputat
CKG89 | 970.13.BF | EGA | PB | 2013 | Cengkareng
GD337 | 0764.16.212 | EGA | LBS | 2016 | Ciracas
B381 | 1VZN231298M0116 | ABB UNISWITCH | LBS |  | Bandengan
CD98 | CD 98 - PB | FLUOKIT M | PB |  | Kebon Jeruk
B220N | 12440 | FLOUKIT M BIRU | LBS |  | Bandengan
B78E | B 78E-03 | EGA | PB |  | Bandengan
B78N | B 78N-01 | SIEMENS | LBS |  | Bandengan
TD461 | . | SNEIDER | LBS | 2013 | Ciputat
KJ28 | KJ 28 - PB1 | FLUOKIT M | PB |  | Kebon Jeruk
KJ28 | KJ 28 - PB2 | FLUOKIT M | PB |  | Kebon Jeruk
SD71 | - | EGA | PB |  | Tanjung Priok
KG53 | 200 | EGA | LBS |  | Tanjung Priok
KJ212 | KJ 212 - LBS | SCHNEIDER | LBS MANUAL |  | Kebon Jeruk
MK361 | 5643 | FLUOKIT M24 | PT |  | Bandengan
SD8 | - | EGA | PB TRAFO |  | Tanjung Priok
MK313 | CV065140/035 | SIEMENS RMU | LBS |  | Bandengan
TD206 | - | ABB | LBS |  | Ciputat
TD206 | - | ABB | PB |  | Ciputat
SP9D | 0(SP 9D) | EGA | PB |  | Kebon Jeruk
PK97 | - | EGA | LBS |  | Tanjung Priok
CB85 | 500411660/8021-35 | ABB | LBS |  | Ciracas
PK167 | PK167-PB1 | MG VERCORS | TP/PB TRAFO |  | Tanjung Priok
PK134 | CI-2018-410-2-0021 | SCHNEIDER SM6 | LBS | 2018 | Tanjung Priok
KJ328 | 13.107 | ABB | LBS Motorized | 2013 | Kebon Jeruk
KJ328 | 13.1316 | ABB | PB TRAFO | 2013 | Kebon Jeruk
D340P | 131142 | GAE | PMT | 2013 | Menteng
D340P | 131332 | GAE | PB | 2013 | Menteng
SP52 | 1306.13.BF | SCHNEIDER | LBS | 2013 | Kebon Jeruk
D342P | 131143 | ABB | PMT | 2013 | Menteng
S64 | S 64-S20B | EGA | PB 2 |  | Cempaka Putih
SP28 | SP 28 - PB 1 | SCHNEIDER | LBS |  | Kebon Jeruk
SP223 | CSF63041 | ORMAZABAL | LBS | 2016 | Kebon Jeruk
SP253 | SP 253 - PB | ORMAZBL | PB |  | Kebon Jeruk
SP11C | SP11C-SP264 | EGA | LBS | 2016 | Kebon Jeruk
SP11B | SP11B-SP243 | SCHNEIDER | LBS | 2017 | Kebon Jeruk
SP11B | SP11B-SP11A | SCHNEIDER | LBS | 2017 | Kebon Jeruk
KJ214 | KJ 214 - LBS | CONTACT PLZ | LBS |  | Kebon Jeruk
KJ214 | KJ 214 - LBS | CONTACT PLZ | LBS |  | Kebon Jeruk
KJ219 | KJ219-PGC | FLOUKIT M | PGC |  | Kebon Jeruk
KJ92 | KJ 92 - PGDB | FLUOKIT M | LBS |  | Kebon Jeruk
KJ92 | KJ 92 - PT | FLUOKIT M | PB |  | Kebon Jeruk
KJ92 | KJ 92 - LBS | FLUOKIT M | PGDB |  | Kebon Jeruk
KJ277 | KJ 277 - LBS | FLOUKIT M | LBS MANUAL |  | Kebon Jeruk
KJ277 | KJ 277 - PB | FLOUKIT M | PB |  | Kebon Jeruk
KJ283 | KJ 283 - PB | SCHNEIDER | PB |  | Kebon Jeruk
KJ265 | KJ 265 - PB | FLUOKIT M | PB |  | Kebon Jeruk
SP19 | SP 19 - PT | EGA | LBS |  | Kebon Jeruk
SP88 | SP 88 - PB | SCHNEIDER | PB |  | Kebon Jeruk
E59 | E353-1 | SCHNEIDER | CBOG | 2016 | Kramat Jati
KJ77 | KJ 77 - LBS | MG | PB |  | Kebon Jeruk
SP183 | SP 183 - LBS | FLOUKIT M | LBS |  | Kebon Jeruk
SP183 | SP 183 - LBS | FLOUKIT M | LBS |  | Kebon Jeruk
SP183 | SP 183 - PGC | FLOUKIT M | PGC |  | Kebon Jeruk
KDR95 | T73005555599-0068 | SIEMENS | LBS | 2018 | Cengkareng
PG427 | CI-2013-W17-4-0027 | SM 6 | PMT | 2013 | Cempaka Putih
KM83 | 1787.13.BL | EGA | LBS | 2013 | Jatinegara
KM83 | 1790.13.BL | EGA | LBS | 2013 | Jatinegara
BT276 | BT276 | GAE | LBS |  | Bintaro
BT37P | BT37P | C.PLASMA | LBS |  | Bintaro
BT37 | BT37 | ABB | LBS |  | Bintaro
CP176 | CP176 | MG | LBS |  | Bintaro
PGL24 | 27471/022/12/01/e6 | GAE | LBS | 2012 | Pondok Kopi
DB1N | 23522/102/11/01/E6 | GAE | LBS | 2011 | Bandengan
PLRT | 4632 | UNINDO | LBS | 2011 | Bandengan
SD27 | - | EGA | PB TRAFO |  | Tanjung Priok
MK374 | 12.1193 | ABB UNISWITCH SDC | LBS |  | Bandengan
MK374 | 12.706 | ABB UNISWITCH SDC | LBS |  | Bandengan
MK374 | 12.1305 | ABB UNISWITCH SDF | PB |  | Bandengan
DB26 | 10623 | FLUOKIT M24+ | LBS |  | Bandengan
DB26 | 3141 | FLUOKIT M24+ | LBS |  | Bandengan
KB516 | KB 516 | FLOUKIT M | LBS |  | Bulungan
KB516 | 0 | EGA | LBS MOTORIZE |  | Bulungan
KB516 | 1392.2007 | FLOUKIT M | CBO | 2007 | Bulungan
PK237 | 3617 | EGA | LBS |  | Tanjung Priok
PK237 | SM0302189 | EGA | PB |  | Tanjung Priok
CKG37 | 3786.13BL | EGA | LBS MOT | 2013 | Cengkareng
CP56 | . | EGA | LBS | 2017 | Ciputat
MK292 | SM9605061 | MERLIN GERIN SM6 | LBS |  | Bandengan
MK292 | SM9604814 | MERLIN GERIN SM6 | PB |  | Bandengan
MK407 | 20040022 | SCHNEIDER SM6 | CBOG |  | Bandengan
CN84 | 130387 | ABB | LBS | 2013 | Ciputat
MK407 | 20040018 | SCHNEIDER SM6 | LBS |  | Bandengan
KPK14P | 14584 | FLUOKIT M | LBS |  | Bandengan
CKG67 | 24586/104/11/02/E6 | GAE | PB |  | Cengkareng
MK475P | IEC 62271-200 | SCHNEIDER RM6 | LBS |  | Bandengan
MK475P | IEC 62271-200 | SCHNEIDER RM6 | PB |  | Bandengan
CN83 | 2062.13BL | EGA | LBS | 2013 | Ciputat
MK418 | MK418.0130.21.213 | EGA | LBS | 2021 | Bandengan
TP12A | TP 12A - PB2 | EGA | PB 1 |  | Cempaka Putih
KN113 | 62303 | MGSM6 | CBOM | 2012 | Menteng
KN115 | 67501 | GAE | PMT | 2012 | Menteng
PK243 |  | FLUOKIT M BIRU | LBS |  | Marunda
KS74 | 61302 | GAE | PMT | 2012 | Menteng
SP153 | SP 153 - PB | FLUOKIT | PB |  | Kebon Jeruk
D305 | 94207 | SCHNEIDER | PMT |  | Menteng
D305 | 94209 | SCHNEIDER | CBOM |  | Menteng
K255 | 95101 | MGSM6 | PMT |  | Menteng
K255 | 95104 | MGSM6 | PT |  | Menteng
KB539 | KB 539 | SCHNEIDER | LBS |  | Bulungan
KB539 | KB 539 | GAE | CBO |  | Bulungan
TD92N | 130021 | ABB | LBS | 2013 | Ciputat
D308 | - | EGA MOTORES | PMT | 2017 | Menteng
KN74 | W23-4-0049 | Schneider | LBS | 2015 | Menteng
KN74 | W26-3-0039 | Schneider | LBS | 2015 | Menteng
KB548 | KB 548 | GAE | LBS |  | Bulungan
KB558 | KB 558 | MERLIN GERLIN | CBOM |  | Bulungan
CP415 | 360.12 BF | EGA | PB | 2012 | Ciputat
CP417 | 13.0215 | ABB | LBS | 2013 | Ciputat
CP418 | C1-2013-W17-5-0012 | Scheneider | LBS | 2013 | Ciputat
KG53 | - | EGA | LBS |  | Tanjung Priok
KG252 | 0 | SIEMENS | LBS |  | Tanjung Priok
KG305 | - | SCHNEIDER SM6 | LBS |  | Tanjung Priok
SD42A | 9804846 | MG SM6 | LBS |  | Tanjung Priok
KG309 | B.02396 | ABB UNISWITCH | LBS |  | Tanjung Priok
SD152 | - | SCHNEIDER | LBS |  | Tanjung Priok
KG300 | 0 | KIT 27.2 | LBS |  | Tanjung Priok
D297P | W30-2-1402 | SCHNEIDER | PMT | 2019 | Menteng
D297P | 75402 | SCHNEIDER | PMT |  | Menteng
CP400 | 13.0128 | ABB | LBS | 2013 | Ciputat
PK157 | - | SCHNEIDER SM6 | CBO |  | Tanjung Priok
PK233 | 132053 | FLUOKIT M 24 | LBS |  | Tanjung Priok
SD16 | - | SCHNEIDER | LBS |  | Tanjung Priok
SD16 | - | EGA | PB |  | Tanjung Priok
SD16 | - | EGA | PB |  | Tanjung Priok
KG400 | - | EGA | LBS |  | Tanjung Priok
PK167 | PK167-1 | MG VERCORS | LBS |  | Tanjung Priok
PK134 | CI-2018-W12-2-0055 | SCHNEIDER SM6 | PB TRAFO | 2018 | Tanjung Priok
JR85 | 500411660/6001-25 | ABB | LBS |  | Ciracas
PK84 | - | SM6 | LBS |  | Tanjung Priok
E86 | E86-065215209 | EGA | LBS (MOTORIZE) | 2015 | Kramat Jati
CP134 | . | F & G | RMU | . | Ciputat
TD134C | - | EGA | LBS | 2017 | Ciputat
BK178 |  | SCHENEIDER SM6 | LBS |  | Marunda
CP29B | - | ABB | LBS |  | Ciputat
CP29B | - | ABB | PB |  | Ciputat
CP129 | 1521S012 | UNINDO | CBOM | 2017 | Ciputat
CP186 | - | MERLIN GERLIN | LBS |  | Ciputat
TD150 | - | ABB | LBS |  | Ciputat
CKG102 | 13.1056 | ABB | LBS MOT | 2013 | Cengkareng
CKG93 | 13.1044 | ABB | LBS MOT | 2013 | Cengkareng
CKG93 | 13.1328 | ABB | PB | 2013 | Cengkareng
PL173 | 1379.13BF | EGA | PB | 2013 | Pondok Kopi
PL173 | 2721.13.BL | EGA | LBS MOTORIZE | 2013 | Pondok Kopi
PL173 | 2859.13.BL | EGA | LBS | 2013 | Pondok Kopi
CKG101 | 13.1068 | ABB | LBS MOT | 2013 | Cengkareng
CKG101 | 13.1067 | ABB | LBS MOT | 2013 | Cengkareng
CKG101 | 1098.13BF | EGA | PB | 2013 | Cengkareng
PL174 | 1371.13.BF | EGA | PB | 2013 | Pondok Kopi
PL174 | 2761.13.BL | EGA | LBS MOTORIZE | 2013 | Pondok Kopi
PL174 | 2838.13.BL | EGA | LBS | 2013 | Pondok Kopi
MK350 | 1702195 | EGA | LBS |  | Bandengan
SP257 | 0(SP 257) | FLOUKIT M | LBS |  | Kebon Jeruk
D34S | 0(D 34S) | SCHNEIDER | LBS |  | Kebon Jeruk
CP193 | - | MERLIN GERIN | PB |  | Ciputat
B78I | B 78I-01 | EGA | LBS 1 |  | Bandengan
CP172 | - | MERLIN GERIN | LBS |  | Ciputat
CP172 | - | MERLIN GERIN | PB |  | Ciputat
B341 | B 341-04 | FLUOKIT M | PT |  | Bandengan
E68 | E68-LBS-W3740042 | SCHNEIDER | LBS (MOTORIZE) | 2017 | Kramat Jati
E68 | E68-LBS-w4030079 | SCHNEIDER | LBS (MOTORIZE) | 2017 | Kramat Jati
PL182 | 2821.13.BL | EGA | LBS | 2013 | Pondok Kopi
PL182 | CI-2019-W36-1-0044 | SCHNEIDER | PB | 2019 | Pondok Kopi
TP85L | TP 85L | MERLIN GERLIN SM6 | PMT |  | Cempaka Putih
TP85L | TP 85L | FLUKIT M | PMT |  | Cempaka Putih
B91D | B91D-01 | SIEMENS | LBS MANUAL | 2017 | Bandengan
B98 | B 98-04 | SCHNEIDER SM6 | PB |  | Bandengan
B290 | B 290-01 | FLOUMATIC | LBS |  | Bandengan
B65B | B 65B-01 | EGA | LBS |  | Bandengan
B290 | CI-2017-W37-2-0042 | SCHNEIDER SM6 | LBS MOTORIZED | 2017 | Bandengan
B65B | B 65B-02 | EGA | LBS |  | Bandengan
B290 | B 290-03 | FLOUMATIC | PB |  | Bandengan
B65B | B 65B-03 | EGA | PB 2 |  | Bandengan
B10BIS | B 10BIS-03 | ORMAZABAL | PB |  | Bandengan
B64 | B 64-01 | ORMAZABAL | LBS |  | Bandengan
PIK9 | - | GAE GLS | LBS |  | Bandengan
PIK9 | - | GAE GLS | LBS |  | Bandengan
PIK9 | - | GAE GSF | PB |  | Bandengan
PIK9 | - | GAE GSF | PB |  | Bandengan
B6A | B 6A-03 | F & G | PB |  | Bandengan
MK470 | - | ABB SAFEPLUS | LBS |  | Bandengan
SN101 | 46710010 | ABB | PMT |  | Bulungan
MP214 | 1730. 17.213 | EGA | LBS MOTORIZE |  | Bulungan
SN102 | 0 | EGA | PMT |  | Bulungan
BT269 | BT269 | EGA | LBS |  | Bintaro
BT88 | BT88 | FLUOKIT M | LBS |  | Bintaro
BT287 | BT287 | EGA | LBS |  | Bintaro
CP242 | CP242 | MG | LBS |  | Bintaro
TD399 | TD399 | ORMJBL | LBS |  | Bintaro
BT269 | BT269 | EGA | LBS |  | Bintaro
BT287 | BT287 | EGA | LBS |  | Bintaro
JS171 | C1-2013-W46-3-0017 | SCHNEIDER | PB | 2013 | Pondok Gede
PG6A | PG 6A | EGA | LBS |  | Cempaka Putih
PG6A | PG 6A | EGA | LBS |  | Cempaka Putih
SP223 | CSF63089 | ORMAZABAL | LBS | 2016 | Kebon Jeruk
TT52 | - | SCHNEIDER | PMT |  | Menteng
KD50N | 0089-16.212 | EGA | LBS | 2016 | Pondok Kopi
SP234 | SP 234 - PB | SCHNEIDER | LBS |  | Kebon Jeruk
KD50N | SM1042052CI | SCHNEIDER | CBOM |  | Pondok Kopi
KJ15 | KJ 15 - PGDB | MG. SM6 | PGDB |  | Kebon Jeruk
SP269 | SP 269 - PB | SIEMENS | LBS |  | Kebon Jeruk
KJ284 | KJ 284 - PB | GAE | PB |  | Kebon Jeruk
SN106 | SN 106 | SIEMENS | CBO |  | Bulungan
SN106 | SN 106 | SIEMENS | CBO |  | Bulungan
SN106 | SN 106 | SIEMENS | CBO |  | Bulungan
SN112 | SN 112 | SCHNEIDER | CBO MOTORIZE |  | Bulungan
KG425 | 1129.13BF | GAE | LBS TP/PB | 2013 | Tanjung Priok
SD61 | - | MG VERCORS6 | PB TRAFO |  | Tanjung Priok
SD61 | - | MG VERCORS6 | PB TRAFO |  | Tanjung Priok
SD219 | - | MG SM 6 | LBS |  | Tanjung Priok
SD219 | - | MG SM 6 | LBS |  | Tanjung Priok
SD219 | - | MG SM 6 | PGC |  | Tanjung Priok
SD4 | - | EGA | LBS |  | Tanjung Priok
SD4 | - | EGA | LBS |  | Tanjung Priok
SD141 | - | SIEMENS | LBS |  | Tanjung Priok
SD141 | - | SIEMENS | PB TRAFO |  | Tanjung Priok
SD141 | - | SIEMENS | PB TRAFO 2 |  | Tanjung Priok
SD47 | - | SIEMENS | LBS |  | Tanjung Priok
SD47 | - | SIEMENS | PB TRAFO 1 |  | Tanjung Priok
TD298 | 807 | UNINDO | LBS | 1992 | Ciputat
TD298 | 3364 | UNINDO | LBS | 1992 | Ciputat
TD298 | 807 | UNINDO | PB | 1992 | Ciputat
TD298 | 3348 | UNINDO | PT | 1992 | Ciputat
TD298 | 3364 | UNINDO | PGDB | 1992 | Ciputat
KDR112P | CI-2019-W31-5-1401 | SCHINEIDER | LBS | 2019 | Cengkareng
KDR91 | 0025/2012 | SCHENEIDER | PMT | 2012 | Cengkareng
B321P | B 321P-02 | ORMAZABAL | LBS |  | Bandengan
B195 | SM1122143C1 | SCHNEIDER SM6 | LBS |  | Bandengan
B195 | SM1122110C1 | SCHNEIDER SM6 | LBS |  | Bandengan
B195 | 1VZN230948M0011 | ABB UNISWITCH | PB1 |  | Bandengan
MK383 | 8240 | FLUOKIT M24 | PGDB |  | Bandengan
MK414 | 20040045 | ABB UNISWITCH | LBS |  | Bandengan
MK472 | SM1043183CI | SCHNEIDER | LBS 1 |  | Bandengan
MK472 | SM1043184CI | EGA | LBS 2 |  | Bandengan
MK472 | SM104410CI | SCHNEIDER | PB 2 |  | Bandengan
GD450 | 0426.21.213 | EGA | LBS | 2021 | Ciracas
GD450 | 1300-20 | ULOSOY | LBS | 2020 | Ciracas
GH0052 | - | SCHNEIDER SM6 | LBS |  | Ciracas
E268 | CI.2017.W44.5.0002 | SCHNEIDER | LBS |  | Ciracas
E268 | 6103 | FLUOKIT M | LBS |  | Ciracas
E268 | 6119 | FLUOKIT M | PB |  | Ciracas
GH0052 | SMI 0130194 | SCHNEIDER SM6 | LBS |  | Ciracas
GH0052 | SMI 01305601 | SCHNEIDER SM6 | LBS |  | Ciracas
T242 | CI-2017-W43-2-0034 | SCHNEIDER | LBS MOT | 2017 | Menteng
T242 | W10-5-0006 | SCHNEIDER | CBO | 2019 | Menteng
CP179 | CP179 | FLUOKIT M | LBS |  | Bintaro
CD75 | CD75 | ABB | LBS |  | Bintaro
BT174 | BT174 | SCHNEIDER | LBS |  | Bintaro
BT219 | BT219 | GAE | LBS |  | Bintaro
CP179 | CP179 | FLUOKIT M | LBS |  | Bintaro
CD75 | CD75 | ABB | LBS |  | Bintaro
B218 | B 218-01 | CONTACTPLASMA | LBS 1 |  | Bandengan
B218 | B 218-04 | MG VERCORS 6 | PT |  | Bandengan
CP44A | CP44A | FLUOKIT M | LBS |  | Bintaro
KB512 | KB 512 | SCHNEIDER | LBS |  | Bulungan
BT194 | BT194 | SCHNEIDER | LBS |  | Bintaro
TT45P | 27099/075/12/01/E6 | GAE | PMT | 2012 | Menteng
BT194 | BT194 | SCHNEIDER | LBS |  | Bintaro
B382 | B 382-01 | SIEMENS | LBS 1 |  | Bandengan
B382 | B 382-04 | MG SM 6 | PT |  | Bandengan
TT45P | 27326/075/12/02/E6 | GAE | PB | 2012 | Menteng
CD101 | CD101 | SCHNEIDER | LBS |  | Bintaro
B44A | B 44A-01 | FLUOKIT M | LBS 1 |  | Bandengan
MP137 | 0 | ABB | LBS |  | Bulungan
BT106 | BT106 | MG SM6 | LBS |  | Bintaro
BT106 | BT106 | MG SM6 | LBS |  | Bintaro
CD41D | CD41D | ABB | LBS |  | Bintaro
B247 | B 247-01 | KIT 27.2 | LBS |  | Bandengan
B247 | B 247-02 | KIT 27.2 | LBS |  | Bandengan
PK90 | 0 | KIT 27.2 | LBS |  | Tanjung Priok
DB5 | 4650 | UNINDO | PB |  | Bandengan
KJ243 | KJ 243 - PB | FLUOKIT M | LBS |  | Kebon Jeruk
CB102P | 131223 | ABB | LBS | 2013 | Ciracas
KJ48 | KJ 48 - LBS | FLUOKIT | LBS |  | Kebon Jeruk
KJ2 | KJ 2 - LBS | GAE | PB |  | Kebon Jeruk
KJ2 | KJ 2 - LBS | GAE | LBS |  | Kebon Jeruk
CN86 | 131615 | ABB | CBOG | 2013 | Ciputat
PK291 | 2047690001 | ABB SAFEPLUS | LBS | 2001 | Tanjung Priok
SP9 | 20022016 | SCHNEIDER | PB 2 | 2015 | Kebon Jeruk
KJ63 | 0(KJ 63) | EGA | LBS |  | Kebon Jeruk
SP9B | 0(SP 9B) | SCHNEIDER | LBS |  | Kebon Jeruk
CP420 | 131495 | ABB | LBS | 2013 | Ciputat
CP420 | 131462 | ABB | PB | 2013 | Ciputat
CP294 | 1128 | FLUOKIT M | PB | 1997 | Ciputat
PGL27 | 2736.13.BL | EGA | LBS MOTORIZE | 2013 | Pondok Kopi
KG146 | 9139606 | MG VERCORS 6 | LBS |  | Tanjung Priok
KG146 | 9139072 | MG VERCORS 6 | LBS |  | Tanjung Priok
GH0112 | 62227-200 | SCHNEIDER SM6 | LBS |  | Ciracas
JR172 | 1920.13BL | EGA | LBS | 2013 | Pondok Gede
KG262 | 950 | FLOUKIT M24 | PB TRAFO |  | Tanjung Priok
KG262 | 3917 | FLOUKIT M24 | LBS |  | Tanjung Priok
K65A | K 65A | KIT 25 | PB |  | Cempaka Putih
TD196 | - | SIEMEN | LBS |  | Bintaro
BT425 | BT272 | EGA | LBS |  | Bintaro
CP44D | CP44D | FLUOKIT M | LBS |  | Bintaro
BT157 | BT157 | MG | LBS |  | Bintaro
B382 | B 382-05 | FLUOKIT M | B1 |  | Bandengan
BT248 | BT248 | EGA | LBS |  | Bintaro
BT105 | BT105 | SCHNEIDER | LBS |  | Bintaro
BT104 | BT104 | MG SM6 | LBS |  | Bintaro
KG326 | 8500 | FLUOKIT M 24 | LBS |  | Tanjung Priok
BT96 | BT96 | MG SM6 | LBS |  | Bintaro
CD41G | CD41G | ABB | LBS |  | Bintaro
BT285 | BT285 | EGA | LBS |  | Bintaro
SP9D | 0(SP 9D) | ABB | LBS |  | Kebon Jeruk
KJ62 | LBS-LBS-PB | SIEMENS | RMU |  | Kebon Jeruk
SP205 | SP 205 - LBS | FLUOKIT M | LBS |  | Kebon Jeruk
B78D | B 78D-01 | FLUOKIT M | PB |  | Bandengan
B78D | B 78D-02 | FLUOKIT M | LBS 1 |  | Bandengan
B78D | B 78D-03 | FLUOKIT M | LBS 2 |  | Bandengan
B78D | B 78D-04 | KIT 27.2 | LBS 3 |  | Bandengan
MP172 | MP 172 | GAE | LBS |  | Bulungan
MP172 | MP 172 | GAE | PGC |  | Bulungan
TD146 | . | MERLIN GERIN | LBS |  | Ciputat
TD146 | . | MERLIN GERIN | PB |  | Ciputat
MP173 | MP 173 | GAE | PGC |  | Bulungan
PK175A | 3355 | FLOUKIT M24 | PB TRAFO 2 |  | Tanjung Priok
B56 | B 56-01 | SIEMENS | LBS 1 |  | Bandengan
TD300 | . | KIT 25 C | PB 1 |  | Ciputat
TD300 | . | KIT 25 C | PB 2 |  | Ciputat
MP18N | MP 18N | SCHNEIDER | PMT |  | Bulungan
MP18N | MP 18N | SCHNEIDER | PMT |  | Bulungan
MP18N | MP 18N | SCHNEIDER | PGC |  | Bulungan
S14B | S 14B-01 | EGA MOTORIZE | LBS |  | Bandengan
S14B | S 14B-02 | EGA MOTORIZE | LBS |  | Bandengan
S14B | S 14B-03 | EGA | PB |  | Bandengan
PK39A | 1875 | SCHNEIDER SM6 | LBS |  | Tanjung Priok
PK39A | 1877 | SCHNEIDER SM6 | PB |  | Tanjung Priok
TD74P | . | GAE | LBS |  | Ciputat
MP181 | MP 181 | ABB | LBS MOTORIZE |  | Bulungan
MP181 | MP 181 | ABB | LBS MOTORIZE |  | Bulungan
GD263P | R0128076SF | MERLIN GERIN | LBS |  | Ciracas
GD263P | R01280765F | MERLIN GERIN | PB |  | Ciracas
PK39F | - | SCHNEIDER SM6 | LBS |  | Tanjung Priok
B6TER | 3273.17.213 | EGA | LBS MOTORIZE | 2017 | Bandengan
BT93 | BT93 | MG SM6 | LBS |  | Bintaro
BT296 | BT296 | EGA | LBS |  | Bintaro
TD122P | TD122P | GAE | LBS |  | Bintaro
B25BIS | B 25BIS-03 | SIEMENS | PB-01 |  | Bandengan
CD41H | CD41H | ABB | LBS |  | Bintaro
BT87 | BT87 | FLUOKIT M | LBS |  | Bintaro
B277 | B 277-02 | ABB UNISWITCH | LBS-02 |  | Bandengan
B217 | B 217-03 | MG SM 6 | PB |  | Bandengan
BT97 | BT97 | MG SM6 | LBS |  | Bintaro
BT89 | BT89 | ABB | LBS |  | Bintaro
BT15 | BT15 | EGA | PB |  | Bintaro
BT46 | BT46 | SIEMEN | PB |  | Bintaro
BT9 | BT9 | GAE | PB |  | Bintaro
BT89 | BT89 | ABB | LBS |  | Bintaro
BT28 | BT28 | FLUOKIT M | PB |  | Bintaro
BT61 | BT61 | MG | PB |  | Bintaro
BT156 | BT156 | ORMZBL | LBS |  | Bintaro
BT156 | BT156 | ORMZBL | LBS |  | Bintaro
TD399 | TD399 | ORMJBL | LBS |  | Bintaro
B82A | B 82A-01 | EGA | LBS |  | Bandengan
B82A | B 82A-02 | EGA | LBS |  | Bandengan
B82A | B 82A-03 | EGA | PB |  | Bandengan
B82A | B 82A-04 | SCHNEIDER SM6 | PB |  | Bandengan
E269 | E269-E390-8DJ10,16 | SIEMEN | LBS | 2017 | Kramat Jati
E269 | E269-E68-8DJ10,16 | SIEMEN | LBS | 2017 | Kramat Jati
E269 | E261-TRF-5089/013 | SIEMEN | PB | 2017 | Kramat Jati
PL131 | 0895.17.214 | EGA | LBS |  | Pondok Kopi
PL131 | 1178.17.212 | EGA | LBS |  | Pondok Kopi
PL131 | 1178.17.212 | EGA | PB |  | Pondok Kopi
PL43 | 19224 | GAE | LBS |  | Pondok Kopi
PL43 | 19225 | GAE | LBS |  | Pondok Kopi
PL43 | 21247/158/07/03/E6 | GAE | CBOM |  | Pondok Kopi
PL71 | SM9606277 | MG SM6 | LBS |  | Pondok Kopi
PL71 | SM9606331 | MG SM6 | LBS |  | Pondok Kopi
PL71 | SM9606685 | MG SM6 | PB |  | Pondok Kopi
KD3S | SM0929095CI | SCHNEIDER SM6 | LBS |  | Pondok Kopi
KD3S | SM0929044CI | SCHNEIDER SM6 | LBS |  | Pondok Kopi
KD3S | SM0903734 | SCHNEIDER SM6 | PB |  | Pondok Kopi
KDR111 | 642-12BL | EGA | LBS | 2012 | Cengkareng
KD52A | 502488616/1001-007 | ABB SAFEPLUS | LBS |  | Pondok Kopi
KDR111 | 640-12BL | EGA | LBS | 2012 | Cengkareng
KD46 | tidak ada | KIT 27.2 | LBS | 2013 | Pondok Kopi
KD59TN | 502308268/1001-007 | ABB | LBS | 2018 | Pondok Kopi
KD46 | 1VZN 23140BM0005 | ABB | LBS | 2004 | Pondok Kopi
KD59TN | 502308268/2001-026 | ABB | LBS | 2018 | Pondok Kopi
KD59TN | 502308268/3001-025 | ABB | PB | 2018 | Pondok Kopi
KD46 | 13-2106 | KIT 27.2 | PB | 2013 | Pondok Kopi
PL70 | 1814 | FLUOKIT | PB |  | Pondok Kopi
PL70 | CI-2017-W46-2-0026 | SCHNEIDER | LBS |  | Pondok Kopi
PL70 | S9502859 | MERLIN GERIN SM6 | LBS |  | Pondok Kopi
PL70 | IEC.298 | MERLIN GERLIN | PT |  | Pondok Kopi
KD71 | 0378.17.216 | EGA | CBO |  | Pondok Kopi
KD71 | 1190.17.212 | EGA | LBS |  | Pondok Kopi
KD71 | 0808.17.214 | EGA | PB |  | Pondok Kopi
PL76 | SM143228CI | SCHNEIDER SM6 | LBS |  | Pondok Kopi
PL76 | S9502803 | MERLIN GERIN SM6 | LBS |  | Pondok Kopi
PL154 | CI-2012-W21-3-0001 | SCHNEIDER SM6 | LBS |  | Pondok Kopi
E92F | 0097.17.214 | EGA | PB |  | Pondok Kopi
PL76 | SM9605969 | MERLIN GERIN SM6 | PB |  | Pondok Kopi
KD96 | 1805.17.213 | EGA | LBS |  | Pondok Kopi
KD96 | 0808.17.212 | EGA | LBS |  | Pondok Kopi
PL154 | CI-2012-W20-6-0021 | SCHNEIDER SM6 | LBS |  | Pondok Kopi
KD96 | CI-2017-W37-1-0014 | SHENEDER | PB |  | Pondok Kopi
PL154 | CI-2012-W21-2-0014 | SCHNEIDER SM6 | CBOM |  | Pondok Kopi
PL130 | CV-797465-000130/001 | SIEMENS | PB | 2010 | Pondok Kopi
PL130 | CV 797465-000120/001 | SIEMENS | LBS | 2010 | Pondok Kopi
PL130 | BELUM ADA | SIEMENS | LBS | 2010 | Pondok Kopi
PL1 | 1830.16.213 | EGA | LBS |  | Pondok Kopi
PL1 | 1649.17.234 | EGA | LBS |  | Pondok Kopi
PL1 | 0271.16.212 | EGA | PB |  | Pondok Kopi
PL1 | 0220.17.214 | EGA | PB |  | Pondok Kopi
PM348 | PM 348 | GAE | PB-1 |  | Lenteng Agung
RG151 | RG 151 | SCHNEIDER RM6 | LBS-2 |  | Lenteng Agung
RG151 | RG 151 | SCHNEIDER RM6 | PB-1 |  | Lenteng Agung
CGR27 | CGR 27 : 622-13-BF | EGA MR | PB-1 |  | Lenteng Agung
RG160 | RG 160 | GAE | PB-1 |  | Lenteng Agung
RG160 | RG 160 | GAE | LBS-2 |  | Lenteng Agung
CP434 | 2791 | EGA | LBS | 2013 | Ciputat
RG90 | RG 90 | ABB SAFE PLUS | B1-1 |  | Lenteng Agung
PG6A | PG 6A | EGA | PB |  | Cempaka Putih
KJ157 | KJ 157 - PB 2 | SCHNEIDER | LBS |  | Kebon Jeruk
KJ157 | KJ 157 - PB 1 | FLUOKIT M | LBS |  | Kebon Jeruk
SP52 | SP 52 - LBS | SCHNEIDER | CBOM |  | Kebon Jeruk
SP52 | SP 52 - PB1 | EGA | PB |  | Kebon Jeruk
KJ122 | KJ 122 - LBS | FLOUKIT M | LBS |  | Kebon Jeruk
KJ13 | KJ 13 - LBS1 | SCHNEIDER | LBS MOTORIZED |  | Kebon Jeruk
KDR119 | - | SCHINEIDER | LBS |  | Cengkareng
KJ122 | KJ 122 - LBS | FLOUKIT M | LBS |  | Kebon Jeruk
KJ122 | KJ 122 - PT | FLOUKIT M | PT |  | Kebon Jeruk
KJ122 | KJ 122 - PGDB | FLOUKIT M | PGDB |  | Kebon Jeruk
KJ122 | KJ 122 - B1 | FLOUKIT M | B1 |  | Kebon Jeruk
SP275 | SP 275 - PB | GAE | LBS |  | Kebon Jeruk
KJ65 | LBS-LBS-PB | SIEMENS | LBS |  | Kebon Jeruk
SP244 | SP 244 - PB | CONTACT PLAZMA | LBS |  | Kebon Jeruk
SP221 | SP 221 - LBS | SCHNEIDER | LBS |  | Kebon Jeruk
CD319 | CD319 | GAE | PB |  | Bintaro
CD326 | CD326 | ABB | LBS |  | Bintaro
CD317 | CD317 | GAE | LBS |  | Bintaro
CD225 | CD225 | FLOUKIT M C 410 | LBS |  | Bintaro
CD225 | CD225 | FLOUKIT M C 410 | PGC/DT |  | Bintaro
CD226 | CD226 | GAE | LBS |  | Bintaro
CD187 | CD187 | ABB | LBS |  | Bintaro
CD187 | CD187 | ABB | LBS |  | Bintaro
CD187 | CD187 | ABB | PT |  | Bintaro
PM257 | PM 257 | MG | PGDB-1 |  | Lenteng Agung
RG14 | RG 14 | SCHNEIDER | LBS-1 |  | Lenteng Agung
AB262P | AB 262P-01 | SCHNEIDER | LBS |  | Bandengan
MB55 | SM1123317CI | SCHNEIDER SM6 | LBS |  | Bandengan
AB262P | AB 262P-03 | SCHNEIDER | PB |  | Bandengan
MB55 | SM1123305CI | SCHNEIDER SM6 | LBS |  | Bandengan
MB55 | SM1125051CI | SCHNEIDER SM6 | CBO |  | Bandengan
RG79 | . | FLUOKIT M | PB |  | Ciputat
AB46 | AB 46-01 | SCHNEIDER | PB |  | Bandengan
B67A | B 67A-01 | EGA | LBS 1 |  | Bandengan
B67A | B 67A-02 | EGA | LBS 2 |  | Bandengan
A81 | A 81-01 | EGA | LBS 1 |  | Bandengan
A81 | A 81-03 | EGA | A 73 |  | Bandengan
A60 | A 60-01 | SCHNEIDER SM6 | LBS |  | Bandengan
A60 | A 60-03 | SCHNEIDER | PGC |  | Bandengan
E195 | 664516LR | EGA | LBS | 2016 | Kramat Jati
E195 | 178516213 | EGA | LBS (MOTORIZE) | 2016 | Kramat Jati
E195 | E195-249 | SCHNEIDER | PB | 2016 | Kramat Jati
A82 | A 82-01 | ABB | LBS 1 |  | Bandengan
A82 | A 82-04 | FLOUKIT M | PT |  | Bandengan
A147 | A 147-01 | ABB | LBS |  | Bandengan
A147 | A 147-02 | ABB | LBS |  | Bandengan
A147 | A 147-03 | ABB | PB1 |  | Bandengan
A147 | A 147-04 | ABB | PB2 |  | Bandengan
BT139 | BT139 | FLUOKIT M | LBS |  | Bintaro
E37B | 113817213 | EGA | LBS (MOTORIZE) | 2017 | Kramat Jati
PL220 | 0012.16.212 | EGA | LBS | 2016 | Pondok Kopi
E37B | 84317214 | EGA | PB | 2017 | Kramat Jati
RG157 | 500411660/6021.02 | ABB SAFE PLUS | PB-1 |  | Lenteng Agung
RG156 | RG 156 | SCHNEIDER | LBS-1 |  | Lenteng Agung
RG155 | RG 155 | SCHNEIDER | PB-1 |  | Lenteng Agung
PM148N | PM 148N | FLUOKIT M C410 | KOPEL |  | Lenteng Agung
RG154 | RG 154 | SCHNEIDER | LBS-1 |  | Lenteng Agung
RG65 | RG 65 | ABB | PB-1 |  | Lenteng Agung
RG154 | RG 154 | SCHNEIDER | LBS-2 |  | Lenteng Agung
RG143 | RG 143 | SCHNEIDER | LBS-2 |  | Lenteng Agung
RG14 | RG 14 | SCHNEIDER | PB-1 |  | Lenteng Agung
RG136 | RG 136 | SCHNEIDER | LBS-2 |  | Lenteng Agung
KJ331 | 13-1050 | ABB | LBS Motorized |  | Kebon Jeruk
DB11 | DB 11 - LBS | FLUOKIT M24 | LBS |  | Bandengan
DB11 | DB 11 - PB | KIT 25 | PB |  | Bandengan
CKG60 | SB-2011-W17-310072 | SCHENEIDER | PMT | 2011 | Cengkareng
CKG60 | SB-2011-W16-3-0025 | SCHENEIDER | PMT | 2011 | Cengkareng
CKG60 | SB-2011-W21-1-0006 | SCHENEIDER | PB | 2011 | Cengkareng
BT118 | BT118 | MG SM6 | LBS |  | Bintaro
BT215 | BT215 | MG | LBS |  | Bintaro
BT215 | BT215 | MG | LBS |  | Bintaro
GD339 | 500411660/9021-12 | ABB | PB | 2011 | Ciracas
BT138 | BT138 | FLUOMATIC | PB |  | Bintaro
BT294 | BT294 | EGA | LBS |  | Bintaro
CD58D | CD58D | FLOUMETIQ | LBS |  | Bintaro
CD58D | CD58D | KIT 27,2 | PB |  | Bintaro
BT214 | BT214 | GAE | LBS |  | Bintaro
BT214 | BT214 | GAE | LBS |  | Bintaro
CD58F | CD58F | GAE | LBS |  | Bintaro
CD58F | CD58F | ABB | LBS |  | Bintaro
CD58F | CD58F | ABB | PB |  | Bintaro
BT205 | BT205 | SCHNEIDER | LBS |  | Bintaro
BT253 | BT253 | GAE | PB |  | Bintaro
BT82 | BT82 | F & G | LBS |  | Bintaro
BT82 | BT82 | F & G | LBS |  | Bintaro
BT82 | BT82 | F & G | PB |  | Bintaro
BT131 | BT131 | MG | PB |  | Bintaro
BT84 | BT84 | F & G | PB |  | Bintaro
PL66 | 0245.21.213 | EGA | LBS | 2021 | Pondok Kopi
PL66 | 0066.21.214 | EGA | PB | 2021 | Pondok Kopi
PG333 | SM 1127014CI | SCNIEDER | LBS |  | Pondok Kopi
SD1 | - | SCHNEIDER SM6 | PB TRAFO 2 |  | Tanjung Priok
CP32B | 20192/49.13.BL/2013 | EGA | LBS | 2013 | Ciputat
CP32B | - | KIT 27,2 | LBS |  | Ciputat
CP366 | - | FLUOKIT | LBS |  | Ciputat
CP366 | - | FLUOKIT | PB |  | Ciputat
CP154 | - | F & G | PB 2 |  | Ciputat
CP60N | CI-2019-W20-5-0012 | SCHNEIDER | LBS | 2019 | Ciputat
CP60N | CI-2019-W20-5-0015 | SCHNEIDER | LBS | 2019 | Ciputat
CP60N | CI-2019-W28-2-0018 | SCHNEIDER | PB | 2019 | Ciputat
CP380 | - | GAE | LBS |  | Ciputat
CP380 | - | GAE | PB |  | Ciputat
PGL6 | BELUM ADA | SCHNEIDER RM6 | PB |  | Pondok Kopi
KG53A | - | EGA | LBS |  | Tanjung Priok
DB9 | SM123169CI | SCHNEIDER | LBS |  | Bandengan
DB9 | SM124103CI | SCHNEIDER | LBS |  | Bandengan
AB47 | AB47 | SCHNEIDER SM6 | LBS |  | Bandengan
MK79 | CI 2017 W52 5 0058 | SCHNEIDER | LBS |  | Bandengan
BK179 | - | SCHENEIDER RM6 | LBS |  | Marunda
CK24 | - | SCHENEIDER SM6 | PGC |  | Marunda
B6A | B 6A-02 | F & G | LBS 2 |  | Bandengan
BDU1P | BDU 1P-02 | SCHNEIDER SM6 | LBS MANUAL |  | Bandengan
B11 | CI-2018-W38-2-0069 | SCHNEIDER SM6 | LBS MOTORIZED | 2018 | Bandengan
B35A | B 35-03 | FLUMATIC | LBS |  | Bandengan
KB14 | 0 | SCHNEIDER | PB |  | Bulungan
B340 | B 340-03 | FLUOKIT M | PGDB |  | Bandengan
B340 | B 340-04 | FLUOKIT M | PGC |  | Bandengan
B340 | B 340-06 | FLUOKIT M | PB |  | Bandengan
E274 | E274-PB-046616212 | EGA | PB | 2016 | Kramat Jati
TD445 | TD 445 | SCHNEIDER | LBS |  | Bulungan
B25A | 0117.19.213 | EGA | LBS MOTORIZED | 2019 | Bandengan
PP108 | PP 108 | MERLIN GERLIN | PMT |  | Bulungan
PP108 | PP 108 | MERLIN GERLIN | CBO |  | Bulungan
KG362 | 19234 | SCHNEIDER SM6 | PB TRAFO |  | Tanjung Priok
KG362 | /153/05/01/EG | EGA | LBS |  | Tanjung Priok
KG362 | 26311/153/05/01/EG | MG | LBS |  | Tanjung Priok
CP244 | - | FLUKIT M | LBS |  | Bintaro
AB216 | AB 216-01 | SCHNEIDER | PB |  | Bandengan
AB216 | AB 216-02 | SCHNEIDER | LBS |  | Bandengan
B37B | B 37B-01 | FLUOKIT M | LBS 1 |  | Bandengan
B37B | B 37B-02 | FLUOKIT M | LBS 2 |  | Bandengan
B42N | B 42N-01 | FLUOKIT M | LBS 1 |  | Bandengan
B42N | B 42N-03 | FLUOKIT M | PB 1 |  | Bandengan
PL159 | 1328.18.213 | EGA | LBS |  | Pondok Kopi
E61B | E 61 B-400506 | SCHNEIDER | PB TRAFO | 2019 | Kramat Jati
E61A | 81615214 | EGA | PB | 2011 | Kramat Jati
E146A | 0093.17.214 | EGA | LBS | 2017 | Pondok Kopi
PL93 | 0096-15-2011 | EGA | PB TRAFO |  | Pondok Kopi
PL93 | 0170-15-209 | EGA | LBS |  | Pondok Kopi
B389 | 1825.18.214 | EGA | PB | 2018 | Bandengan
PG330 | S95501059 | MERLIN GERIN SM6 | LBS |  | Pondok Kopi
AB81 | AB 81-01 | GAE | LBS |  | Bandengan
AB81 | AB 81-02 | GAE | LBS |  | Bandengan
AB81 | AB 81-05 | GAE | PB3 |  | Bandengan
CD183 | CD183 | FLUOKIT M | LBS |  | Bintaro
CP19A | 0377.20.213 | EGA | LBS | 2020 | Ciputat
CD302 | CD302 | GAE | LBS |  | Bintaro
CK24 | - | SCHENEIDER SM6 | LBS |  | Marunda
CK24 | - | SCHENEIDER SM6 | LBS |  | Marunda
CK24 | - | SCHENEIDER SM6 | LBS |  | Marunda
BK106 | 8816 | FLOUKIT M | LBS | 2003 | Marunda
PK103B | - | MERLIN GERLIN SM6 | LBS |  | Marunda
BK67 | 12.1298 | ABB UNISWITCH | PB TRAFO | 2012 | Marunda
BK171 | 24015/03/11/01E6 | GAE - GLS | LBS | 2011 | Marunda
KB566 | 1408-13BL | EGA | LBS MOTORIZE |  | Bulungan
KB566 | 1402-13BL | EGA | LBS MOTORIZE |  | Bulungan
KB566 | 630-13BF | EGA | PB |  | Bulungan
KB570 | 1496.13.B1 | EGA | LBS MOTORIZE | 2013 | Bulungan
KB570 | 753.13.B1 | EGA | PB | 2013 | Bulungan
KB572 | KB 572 | ABB | LBS |  | Bulungan
KB572 | KB 572 | ABB | LBS |  | Bulungan
KB572 | KB 572 | ABB | PB |  | Bulungan
KL196 | 0 | SCHNEIDER | CBO MOTORIZE |  | Bulungan
KL213 | KL 213 | SCHNEIDER | CBO |  | Bulungan
KL213 | KL 213 | SCHNEIDER | LBS |  | Bulungan
KL213 | KL 213 | SCHNEIDER | LBS |  | Bulungan
KL223 | KL 223 | ABB | LBS |  | Bulungan
KL223 | KL 223 | ABB | PB |  | Bulungan
MG111S | 0 | SCHNEIDER | CBO MOTORIZE |  | Bulungan
MG111S | 0 | SCHNEIDER | CBO MOTORIZE |  | Bulungan
PP100 | MG 111S | MERLIN GERLIN | B1 |  | Bulungan
B205 | B 205-02 | ORMAZABAL | LBS |  | Bandengan
B68B | B 68B-01-0442.16.212 | EGA | LBS MANUAL | 2016 | Bandengan
B68B | CI-2017-W20-4-0002 | SCHNEIDER SM6 | LBS MOTORIZED | 2017 | Bandengan
B68B | B 68B-04 | FLOUKIT M | PT |  | Bandengan
B68B | B 68B-05 | FLOUKIT M | PGDB |  | Bandengan
B45N | B 45N-03 | EGA | PB | 2017 | Bandengan
B24A | 2019CSF63442 | ORMAZABAL | LBS | 2019 | Bandengan
B24A | 2019CSF63440 | ORMAZABAL | PB | 2019 | Bandengan
B24C | B 24C-01 | ORMAZABAL | LBS |  | Bandengan
B24C | B 24C-03 | ORMAZABAL | PB |  | Bandengan
E321 | E321-CBOG-W417-004 | SM6-SCHNEIDER | CBOG | 2015 | Kramat Jati
E321 | E321-LBS-12122 | SCHNEIDER | LBS | 2016 | Kramat Jati
E321 | E321-PT-03069 | SCHNEIDER | CBOM | 2013 | Kramat Jati
SD91 | 511 | FLOUKIT M 24 | PB TRAFO |  | Tanjung Priok
SD91 | 4958 | FLOUKIT M 24 | PB TRAFO |  | Tanjung Priok
RM54P | RM 54 | ORMAZABAL | LBS | 2018 | Cempaka Putih
BT192 | BT192 | ABB (Cplus) | LBS |  | Bintaro
E52C | E52C-1 | ORMAZABAL | LBS | 2019 | Kramat Jati
B233 | 1317.18.213/2018 | EGA | LBS MOTORIZE | 2018 | Bandengan
MP142 | MP 142 | SCHNEIDER | CBO MOTORIZE |  | Bulungan
MP142 | MP 142 | SCHNEIDER | CBO MOTORIZE |  | Bulungan
KDR75 | 9504026 | MG SM6 | PT |  | Cengkareng
KDR60 | - | ABB UNI SWITCH | LBS MOT |  | Cengkareng
KDR62 | C1-2017-W42-1-0006 | SCHNEIDER | LBS | 2011 | Cengkareng
KD67 | 1059-20 | ULUSOY ELECTRIC | LBS | 2020 | Pondok Kopi
E193 | W3820023 | SCHNEIDER | LBS (MOTORIZE) | 2017 | Kramat Jati
E36B | 121017213 | EGA | LBS (MOTORIZE) | 2017 | Kramat Jati
E36B | 83217214 | EGA | PB | 2017 | Kramat Jati
BT192 | BT192 | ABB (Cplus) | LBS |  | Bintaro
RM76 | CI-2013-W40-6-0005 | SM 6 | PGC | 2013 | Cempaka Putih
PG229 | - | SIEMENS | PMT |  | Cempaka Putih
KG329 | - | SCHNEIDER SM6 | LBS |  | Tanjung Priok
CP107 | - | F&G | LBS |  | Ciputat
CP107 | - | F&G | PB |  | Ciputat
PK195 | 702796 | MG SM 6 | PGC |  | Tanjung Priok
PK195 | 702794 | MG SM 6 | PGC |  | Tanjung Priok
PK9BIS | 5589 | FLUOKIT M 24 | LBS |  | Tanjung Priok
E278 | E278-PB-CV5142 | EGA | PB | 2017 | Kramat Jati
PK87 | - | KIT 25 | LBS |  | Tanjung Priok
PK87 | - | KIT 25 | LBS |  | Tanjung Priok
KG1 | - | FLUOKIT M | PB 1 |  | Tanjung Priok
KG1 | - | FLUOKIT M | PB 2 |  | Tanjung Priok
E87 | E87-T730050613340110 | SIEMENS | LBS | 2017 | Kramat Jati
TD279P | - | SIEMENS | LBS |  | Ciputat
TD279P | - | SIEMENS | PB |  | Ciputat
TD224 | - | ABB | LBS |  | Ciputat
TD224 | - | ABB | LBS |  | Ciputat
TD224 | - | ABB | PB1 |  | Ciputat
CN61 | - | FLUOKIT M | LBS |  | Ciputat
CN61 | - | FLUOKIT M | PB |  | Ciputat
TD22F | - | ORMAZABAL | LBS |  | Ciputat
CN40 | - | FLUOKIT M | PB |  | Ciputat
TD162 | - | F&G | LBS |  | Ciputat
TD162 | - | F&G | LBS |  | Ciputat
RM55P | RM 55 | MG | LBS |  | Cempaka Putih
RM58P | RM 58 | ABB | LBS | 2011 | Cempaka Putih
RM66P | RM 66P | ABB | PMT |  | Cempaka Putih
RM67P | RM 67P | GAE | PMT |  | Cempaka Putih
RM68P | RM 68P | ABB | LBS | 2011 | Cempaka Putih
RM69P | RM 69P | SM 6 | PMT |  | Cempaka Putih
RM72P | RM 72P | EGA | PMT |  | Cempaka Putih
PG417P | PG 417P | GAE | PB |  | Cempaka Putih
PG422P | PG 422P | ABB | PMT |  | Cempaka Putih
TP99 | TP 99 | SCHNEIDER SM6 | PMT |  | Cempaka Putih
KM108 | 0489.16.212 | EGA | LBS | 2016 | Jatinegara
KG131 |  | ABB BC5 | PGDB |  | Marunda
KM82 | 0597.15.13 | EGA | LBS MOTORIZE | 2015 | Jatinegara
DT53 | DT 53 | GAE | CBOG-1 |  | Lenteng Agung
MP184 | MP 184 | GAE | LBS |  | Bulungan
DT57 | 0212.17.212 | EGA | PB 1 | 2017 | Lenteng Agung
CP293 | - | SCHNEIDER | LBS |  | Ciputat
CP223 | - | FLUOKIT M | LBS |  | Ciputat
CP233 | - | GAE | LBS |  | Ciputat
CK141 | 4006/03 | CONTACT PLASMA | PGDB | 2003 | Marunda
PK292 | - | SM6 | LBS |  | Tanjung Priok
PK292 | - | EGA | PB TRAFO |  | Tanjung Priok
PG166AN | 11409 | FLOUKIT M | LBS |  | Pondok Kopi
KB197 | KB197 | ORMZBL | LBS |  | Bintaro
KD72 | BELUM ADA | MERLIN GERIN | BUNTUNG |  | Pondok Kopi
KB197 | KB197 | ORMZBL | LBS |  | Bintaro
KD72 | 30921214 | EGA | PB | 2021 | Pondok Kopi
BT83 | BT83 | MG | LBS |  | Bintaro
CGR31 | 0849.17.212 | EGA | LBS-1 |  | Lenteng Agung
CGR31 | 2883.17.213 | EGA MR | LBS-2 |  | Lenteng Agung
CGR31 | 0298.18.214 | EGA | PB-1 |  | Lenteng Agung
PK251 | SB-2012-W28-2-0056 | SCHNEIDER RM6 | LBS |  | Tanjung Priok
KL64 | KL64 | SCHNEIDER | LBS |  | Bintaro
BT5 | BT5 | KIT 27,2 | LBS |  | Bintaro
BT5 | BT5 | FLUKIT M | PB |  | Bintaro
BT5 | BT5 | FLUKIT M | PB |  | Bintaro
CD199 | CD199 | VEI | PB |  | Bintaro
CD41A | CD41A | ABB | LBS |  | Bintaro
CD86 | CD86 | SIEMEN | LBS |  | Bintaro
CD86 | CD86 | SIEMEN | LBS |  | Bintaro
CD41J | CD41J | SIEMEN | LBS |  | Bintaro
CD41J | CD41J | SIEMEN | PB |  | Bintaro
CD95 | CD95 | ABB | LBS |  | Bintaro
CD95 | CD95 | ABB | LBS |  | Bintaro
BT304 | BT304 | ABB | LBS |  | Bintaro
BT304 | BT304 | ABB | PB |  | Bintaro
CD41C | CD41C | GAE | LBS |  | Bintaro
CD41C | CD41C | GAE | LBS |  | Bintaro
KD28N | CI-2019-W39-3-0011 | SCHNEIDER | PB | 2019 | Pondok Kopi
BT95 | BT95 | MG | LBS |  | Bintaro
GD339 | 500411660/8011-02 | ABB | LBS | 2011 | Ciracas
CD73 | CD73 | F & G | PB |  | Bintaro
BT138 | BT138 | ABB | LBS |  | Bintaro
BT138 | BT138 | ABB | LBS |  | Bintaro
BT267 | BT267 | ABB | PB |  | Bintaro
BT233 | BT233 | SCHNEIDER | LBS |  | Bintaro
BT205 | BT205 | SCHNEIDER | LBS |  | Bintaro
BT205 | BT205 | SCHNEIDER | PB |  | Bintaro
BT253 | BT253 | GAE | LBS |  | Bintaro
BT85 | BT85 | FLUOKIT M | PB |  | Bintaro
BT131 | BT131 | MG | LBS |  | Bintaro
BT134 | BT134 | MG SM6 | LBS |  | Bintaro
BT81 | BT81 | FLUOKIT M | LBS |  | Bintaro
BT81 | BT81 | FLUOKIT M | LBS |  | Bintaro
BT81 | BT81 | FLUOKIT M | PB |  | Bintaro
PL66 | 0234.21.213 | EGA | LBS | 2021 | Pondok Kopi
PG334 | S 9503397 | MERLIN GERIN SM6 | PB |  | Pondok Kopi
PG302 | Sm0603425 | MERLIN GERIN | PB |  | Pondok Kopi
PG399 | 1792 | UNINDO | PB | 2009 | Pondok Kopi
PG289 | BELUM ADA | MERLIN GERIN SM6 | PB |  | Pondok Kopi
BT98 | BT98 | MG SM6 | LBS |  | Bintaro
KJ3 | KJ3TRAFO1 | SIEMENS | LBS |  | Kebon Jeruk
PG406 | 1801.17.213 | EGA | LBS | 2017 | Pondok Kopi
PG406 | 0836.17.212 | EGA | LBS | 2017 | Pondok Kopi
PG406 | Ci-2017-w36-3-0018 | SCHNEIDER | PB | 2017 | Pondok Kopi
BT153 | BT153 | SCHNEIDER | LBS |  | Bintaro
BT153 | BT153 | SCHNEIDER | LBS |  | Bintaro
BT153 | BT153 | SCHNEIDER | PB |  | Bintaro
PL124 | 500411660/5011-05 | ABB | LBS | 2011 | Pondok Kopi
PL124 | 500411660/5021-18 | ABB | PB | 2011 | Pondok Kopi
BT111 | BT111 | FLUOKIT M | LBS |  | Bintaro
BT111 | BT111 | FLUOKIT M | LBS |  | Bintaro
BT111 | BT111 | FLUOKIT M | PB |  | Bintaro
BT132 | BT132 | MG | LBS |  | Bintaro
BT132 | BT132 | MG | LBS |  | Bintaro
BT132 | BT132 | MG | PB |  | Bintaro
BT54 | BT54 | FLUOKIT M | LBS |  | Bintaro
BT54 | BT54 | FLUOKIT M | LBS |  | Bintaro
BT54 | BT54 | FLUOKIT M | PB |  | Bintaro
A119 | A 119-01 | EGA | LBS |  | Bandengan
A119 | A 119-02 | EGA | LBS |  | Bandengan
A119 | A 119-03 | EGA | PB |  | Bandengan
A129 | A 129-01 | ORMAZABAL | LBS |  | Bandengan
A129 | A 129-02 | ORMAZABAL | LBS |  | Bandengan
A129 | A 129-03 | ORMAZABAL | PB |  | Bandengan
TG27C | TG 27 C - LBS | KIT 27,2 | LBS |  | Bandengan
K42N | K 42N | ABB | PB |  | Cempaka Putih
PD73 | PD73-1 | SCHNEIDER | LBS | 2008 | Kramat Jati
PD73 | PD73-2 | SCHNEIDER | LBS | 2008 | Kramat Jati
AB61 | AB 61-04 | MERLIN GERIN - SM6 | PGC |  | Bandengan
KJ229 | KJ 229 - LBS | FLUOKIT M | PGC |  | Kebon Jeruk
KJ296 | KJ 296 - LBS | GAE | LBS |  | Kebon Jeruk
KJ296 | KJ 296 - LBS | GAE | LBS |  | Kebon Jeruk
KJ268 | KJ 268 - PB | EGA | PB |  | Kebon Jeruk
KJ67 | KJ 67 - PT | SCHNEIDER | CBOG |  | Kebon Jeruk
KJ250 | KJ 250 - PGC | FLUOKIT M | LBS |  | Kebon Jeruk
KJ259 | KJ 259 - CBOM | SCHNEIDER | CBOM |  | Kebon Jeruk
KJ177 | KJ 177 - LBS | EGA | LBS |  | Kebon Jeruk
KJ150B | KJ 150B - LBS | MG. SM6 | LBS |  | Kebon Jeruk
KJ155 | KJ 155 - LBS | FLUOKIT M | PB |  | Kebon Jeruk
TP109P | 131122 | ABB UNISWITCH | PB TRAFO | 2013 | Cempaka Putih
CKG70 | C1-2012-W21-3-0002 | SCHINEIDER | LBS | 2012 | Cengkareng
TT8 |  | MERLIN GERIN | PMT |  | Menteng
TT8 |  | MERLIN GERIN | PMT |  | Menteng
TT8 |  | MERLIN GERIN | PB |  | Menteng
SP172 | - | EGA | PMT | 2017 | Menteng
TB7A |  | FLUOKIT-M | PGDB |  | Menteng
SP172 | - | EGA | PB | 2017 | Menteng
SP212 |  | MERLIN GERIN | PMT |  | Menteng
SP212 |  | MERLIN GERIN | PB |  | Menteng
SP212 |  | MERLIN GERIN | PMT |  | Menteng
SP129 |  | KIT-25 | PMT |  | Menteng
SP129 |  | KIT-25 | PB |  | Menteng
SP129 |  | KIT-25 | PMT |  | Menteng
SP129 |  | KIT-25 | PB |  | Menteng
SP128 | - | EGA | CBO-JAR | 2017 | Menteng
SP128 | - | EGA | PMT | 2017 | Menteng
SP128 | - | EGA | PB | 2017 | Menteng
SP128 | - | EGA | PB | 2017 | Menteng
SP94 | - | MERLIN GERIN | PB |  | Menteng
SP94 | - | MERLIN GERIN | PMT |  | Menteng
SP94 | - | MERLIN GERIN | PMT |  | Menteng
TT14 |  | MERLIN GERIN | PMT |  | Menteng
TT14 |  | MERLIN GERIN | PMT |  | Menteng
TT14 |  | MERLIN GERIN | PB |  | Menteng
SP137 | CI-2019-W36-5-0039 | Schneider SM6 | LBS Motorized | 2019 | Menteng
SP137 | CI-2019-W37-1-0010 | Schneider SM6 | LBS Motorized | 2019 | Menteng
SP137 | CI-2019-W40-2-0024 | Schneider SM6 | PB 2 | 2019 | Menteng
SP198 | - | VERCOR | PMT |  | Menteng
B37B | B 37B-03 | FLUOKIT M | PB |  | Bandengan
SD243 | - | SCHNEIDER SM6 | LBS |  | Tanjung Priok
SD36 | - | FLOUKIT M | LBS |  | Tanjung Priok
SD36 | - | FLOUKIT M | PB |  | Tanjung Priok
SD39 | - | SCHNEIDER SM6 | LBS MOTORIZED |  | Tanjung Priok
SD39 | - | SCHNEIDER SM6 | LBS |  | Tanjung Priok
SD39 | - | SCHNEIDER SM6 | PB |  | Tanjung Priok
SD39B | - | SCHNEIDER | LBS |  | Tanjung Priok
SD39B | - | SCHNEIDER | LBS |  | Tanjung Priok
SD39B | - | EGA | PB |  | Tanjung Priok
SD39B | - | EGA | PB |  | Tanjung Priok
SD39C | - | SM6 | LBS |  | Tanjung Priok
SD39C | - | SM6 | LBS |  | Tanjung Priok
SD39C | - | KIT 25 | PB |  | Tanjung Priok
SD39C |  | KIT 25 | PB |  | Tanjung Priok
SD39D | 43-48-4751 | KIT 27.2 | LBS |  | Tanjung Priok
SD39D |  | KIT 27.2 | LBS |  | Tanjung Priok
SD39D |  | KIT 27.2 | PB |  | Tanjung Priok
SD45 | 2596 | FLUOKIT M | LBS MOTORIZED |  | Tanjung Priok
BT95 | BT95 | MG | LBS |  | Bintaro
CD58P | CD58P | SIEMENS | PB |  | Bintaro
BT143 | BT143 | GAE | PB |  | Bintaro
KD30 | SB-2010-W46-4-0017 | SCHNEIDER RM6 | PB | 2010 | Pondok Kopi
KD54A | SM 0300385 | MERLIN GERLIN | PB |  | Pondok Kopi
KD30 | SB-2010-W46-1-0031 | SCHNEIDER RM6 | LBS | 2010 | Pondok Kopi
KD31A | CI-2019-W28-2-0004 | SCHNEIDER | LBS | 2019 | Pondok Kopi
KD48N | 3089.17.213 | EGA | LBS | 2017 | Pondok Kopi
KD48N | W12-6-0034 | SCHNEIDER SM6 | PBTRAFO | 2018 | Pondok Kopi
BT43 | BT43 | M G (RMU) | PB |  | Bintaro
KD38N | CI-2017-W43-4-0009 | SCHNEIDER SM6 | LBS | 2017 | Pondok Kopi
BT23 | BT23 | ABB | PB |  | Bintaro
BT23 | BT23 | ABB | LBS |  | Bintaro
CD32B | CD32B | KIT 27,2 | LBS |  | Bintaro
CD32B | CD32B | KIT 27,2 | LBS |  | Bintaro
CD32P | CD32P | GAE ( RMU ) | LBS |  | Bintaro
CD1 | CD1 | FLUOMATIC | LBS |  | Bintaro
BT173 | BT173 | EGA | LBS |  | Bintaro
KD52N | 0453.16.214 | EGA | PB | 2016 | Pondok Kopi
KD53A | CI-2017.W05.4.0009 | SCHNEIDER | LBS | 2017 | Pondok Kopi
KD53A | 1001.17.214 | EGA | PB | 2017 | Pondok Kopi
KD55 | 0064.17.213 | EGA | LBS |  | Pondok Kopi
KD55 | CI-2017-W444-0013 | SCHNEIDER | PB |  | Pondok Kopi
KD59S | 500411660/1011-04 | ABB | PB | 2011 | Pondok Kopi
KD59S | 500411660/5001-09 | ABB | LBS | 2011 | Pondok Kopi
KD66 | 20040275 | ABB | TRAFO |  | Pondok Kopi
BT189 | BT189 | SCHNEIDER | LBS |  | Bintaro
JS82 | 24415.212 | EGA | LBS | 2015 | Pondok Gede
JS82 | 0246.15.212 | EGA | LBS | 2015 | Pondok Gede
TD406 | - | MERLIN GERIN | PB 1 |  | Ciputat
TD56 | - | RETROFIT | PB 1 |  | Ciputat
SP11N | 0(SP 11N) | SCHNEIDER | LBS | 2015 | Kebon Jeruk
GD127 | GD127-50017625 | ABB-SAFEPLUS | LBS | 2009 | Kramat Jati
GD127 | GD 127-1001-06 | ABB-SAFEPLUS | PB | 2009 | Kramat Jati
PD73 | PD73-3 | SCHNEIDER | PGDB | 2008 | Kramat Jati
E36 | 85417214 | SCHNEIDER | LBS (PMIN) | 2017 | Kramat Jati
AB186P | AB 186P-01 | ORMAZABAL | PB |  | Bandengan
AB186P | AB 186P-02 | ORMAZABAL | LBS |  | Bandengan
CP76 | CI-2016-W24.4.056 | SCHNEIDER | LBS | 2016 | Ciputat
KD207 | 130123 | ABB | LBS |  | Pondok Kopi
TD432 | C1-2015-W28-4-0021 | SCHNEIDER | LBS | 2015 | Ciputat
KD143 | SM0301322 | MERLIN GERLIN | CBOM | 0 | Pondok Kopi
PM227 | PM 227 | MG SM6 | B1-1 |  | Lenteng Agung
KD214 | 11997 | FLOUKIT M | LBS |  | Pondok Kopi
KD214 | 3732 | FLOUKIT M | PB |  | Pondok Kopi
B66N | B 66N-01 | ABB UNISWICTH | LBS MANUAL |  | Bandengan
E93 | CI.2014.W25.2.0016 | SM6 | LBS |  | Pondok Kopi
E93 | CI.2016.W45.3.0046 | SM6 | PB |  | Pondok Kopi
B42N | B 42N-02 | FLUOKIT M | LBS 2 |  | Bandengan
E61B | E 61 B-400569 | EGA | LBS | 2020 | Kramat Jati
PL159 | CI-2019-W35-2-0033 | SCHNEIDER | PB |  | Pondok Kopi
E146A | 0640.16.212 | EGA | LBS | 2016 | Pondok Kopi
E146A | 1857.16.213 | EGA | PB | 2016 | Pondok Kopi
E61A | 60015213 | EGA | LBS (MOTORIZE) | 2015 | Kramat Jati
AB12 | AB 12-02 | SCHNEIDER SM6 | LBS |  | Bandengan
AB12 | AB 12-03 | KIT 27,2 | PB |  | Bandengan
E306 | 3214-13-BL | EGA | LBS (MOTORIZE) | 2013 | Kramat Jati
E306 | 1402-19-BL | EGA | LBS (MOTORIZE) | 2019 | Kramat Jati
E306 | 1762-13-BF | EGA | PB TRAFO | 2013 | Kramat Jati
E306 | E306-4 | GAE | CBOM | 2013 | Kramat Jati
PB32 | 13370 | FLOUKIT M 24 | LBS |  | Pondok Kopi
CD13P | CD13P | CONTACK PLASMA | LBS |  | Bintaro
CD13P | CD13P | CONTACK PLASMA | LBS |  | Bintaro
CD12A | CD12A | ABB | LBS |  | Bintaro
SP198 | - | VERCOR | PB |  | Menteng
SP198 | - | VERCOR | PMT |  | Menteng
TT26 | 2019CSF63040 | ORMAZABAL | LBS FULLY | 2019 | Menteng
TT26 | 2019CSF63077 | ORMAZABAL | LBS FULLY | 2019 | Menteng
TT26 | 2019CSF61057 | ORMAZABAL | PB FULLY | 2019 | Menteng
TG27G | CI-2018-W17-4-0042 | SCHENIDER | LBS | 2018 | Menteng
TG27G | 2819.17.213 | EGA | LBS MOT | 2017 | Menteng
TG27G | 1519.18.214 | EGA | PB | 2017 | Menteng
DB39 | - | EGA | LBS | - | Menteng
DB39 | - | EGA | LBS | - | Menteng
DB39 | - | GAE | PB |  | Menteng
DB39 | - | GAE | PB | - | Menteng
SP102N | W20-5-0025 | Schneider | LBS | 2019 | Menteng
SP102N | W31-4-0015 | Schneider | LBS | 2019 | Menteng
SP102N | W39-4-0046 | Schneider | PB1 | 2019 | Menteng
SP102N | W38-3-0020 | Schneider | PB2 | 2019 | Menteng
SP65 | - | SCHNEIDER | CBO-JAR | 2017 | Menteng
SP65 | - | EGA | PB | 2017 | Menteng
SP65 | - | EGA | PB | 2017 | Menteng
SP65 | - | SCHNEIDER | PMT | 2017 | Menteng
SP44 | 0136.19.214 | EGA | PB | 2019 | Menteng
SP44 | 0035.19.213 | EGA MOTORIS | LBS MOTORIZE | 2019 | Menteng
SP44 | 0006.19.214 | EGA | PB | 2019 | Menteng
SP44 | 0035.19.213 | EGA MOTORIS | LBS MOTORIZE | 2019 | Menteng
SP43 |  | KIT-25 | PMT |  | Menteng
SP43 |  | KIT-25 | PMT |  | Menteng
SP43 |  | KIT-25 | PB |  | Menteng
SP43 |  | KIT-25 | PMT |  | Menteng
SP43 |  | KIT-25 | PB |  | Menteng
SP135 |  | KIT 27.2 | PMT |  | Menteng
SP135 | - | KIT 25 | PMT |  | Menteng
SP135 | - | KIT 25 | PB |  | Menteng
SP135 |  | FLUOKIT-M | PB |  | Menteng
SP199 | - | FLOUKIT - M | PMT |  | Menteng
SP199 |  | KIT-25 | PB |  | Menteng
SP199 | - | FLOUKIT - M | PMT |  | Menteng
TT36 |  | SCHNEIDER | PMT |  | Menteng
TT36 |  | SCHNEIDER | PGC |  | Menteng
TT36 |  | SCHNEIDER | PMT |  | Menteng
TT37P |  | ABB | PMT |  | Menteng
TT37P |  | ABB | PMT |  | Menteng
TT37P |  | ABB | PB |  | Menteng
TT39 | 0 | GAE | PMT |  | Menteng
TT39 | 0 | GAE | PMT |  | Menteng
TT39 |  | GAE | PB |  | Menteng
D67B | - | Schneider SM6 | LBS MOTORIZE | 2019 | Menteng
D67B | - | Schneider SM6 | LBS MOTORIZE | 2019 | Menteng
D67B | - | Schneider SM6 | PB | 2019 | Menteng
SP1 |  | ABB | PMT |  | Menteng
SP1 |  | ABB | PMT |  | Menteng
SP1 |  | ABB | PB |  | Menteng
SP1D | - | DELLE FLOUMATIK | PMT |  | Menteng
SP1D | - | KIT 27.2 | PB |  | Menteng
SP1D | - | DELLE FLOUMATIK | PMT |  | Menteng
SP1C | 60134 | ORMAZABAL | LBS | 2017 | Menteng
SP1C | 61178 | ORMAZABAL | PB | 2017 | Menteng
GL4 | - | SCHNEIDER | PMT |  | Menteng
GL4 | - | SCHNEIDER | PMT |  | Menteng
GL4 | - | SCHNEIDER | PGC |  | Menteng
D238 |  | MERLIN GERIN | PMT |  | Menteng
D238 |  | MERLIN GERIN | PMT |  | Menteng
D238 |  | MERLIN GERIN | PB |  | Menteng
D238 |  | MERLIN GERIN | PT |  | Menteng
SP24 |  | FLUOKIT-M | PMT |  | Menteng
S137P | 500411660/6011-22 | ABB | PMT | 2011 | Menteng
S137P | 50041660/6011-13 | ABB | PMT | 2011 | Menteng
S137P | 500411660/6021-13 | ABB | PB | 2011 | Menteng
KJ31 | KJ 31 - PT | MG. SM6 | PT |  | Kebon Jeruk
KG277 | S9502854 | MG | LBS |  | Tanjung Priok
KG277 | S9503439 | MG | PB 1 |  | Tanjung Priok
KG277 | 1059 | FLUOKIT M 24 | PB 2 |  | Tanjung Priok
CB85 | 500411660/7011-33 | ABB | LBS |  | Ciracas
KDR154 | 63414 | ORMAZABAL | LBS | 2019 | Cengkareng
KG400 | 12.1316 | ABB UNI SWITCH | PB 3 |  | Tanjung Priok
PK167 | PK167-PB2 | FLUOKIT M | TP/PB TRAFO |  | Tanjung Priok
KG76N | - | SCHNEIDER SM6 | CBO |  | Tanjung Priok
CKG106 | 13.108 | ABB | LBS | 2013 | Cengkareng
CKG106 | 13.1295 | ABB | PB | 2013 | Cengkareng
JR85 | 500411660/7011-30 | ABB | LBS |  | Ciracas
E86 | E86-073115209 | EGA | LBS | 2015 | Kramat Jati
E124 | W4020002 | SCHNEIDER | LBS (MOTORIZE) | 2015 | Kramat Jati
PIK21 | 2358-13-BL | EGA | LBS |  | Bandengan
PIK21 | 1153-13-BF | EGA | PB |  | Bandengan
CP134 | . | F & G | RMU | . | Ciputat
TD134C | - | EGA | PB | 2017 | Ciputat
BK178 |  | SCHNEIDER SM6 | LBS |  | Marunda
P93P | CI-2019-W33-3-1404 | Schneider RM6 | RMU | 2019 | Menteng
BK178 |  | SCHNEIDER SM6 | PGC |  | Marunda
CP125 | - | SIEMENS | LBS |  | Ciputat
CP125 | - | SIEMENS | PB |  | Ciputat
CP59 | - | KIT 25 | LBS |  | Ciputat
CP29B | - | ABB | LBS |  | Ciputat
CN21 | - | MG RETROFIT | PB |  | Ciputat
CN51 | - | ABB | LBS |  | Ciputat
CN51 | - | ABB | PB |  | Ciputat
CN37 | - | GAE | LBS |  | Ciputat
CN37 | - | GAE | LBS |  | Ciputat
CN37 | - | GAE | PB |  | Ciputat
CP28B | - | SIEMENS | LBS |  | Ciputat
CP28B | - | SIEMENS | LBS |  | Ciputat
CP129 | 152S15256 | UNINDO | PT | 2017 | Ciputat
GH0108 | 2899/071/13/01/EGI | GAE | LBS | 2013 | Jatinegara
CP186 | - | MERLIN GERLIN | LBS |  | Ciputat
TD214 | - | MERLIN GERLIN | PB |  | Ciputat
CP186 | - | MERLIN GERLIN | PB |  | Ciputat
CKG95 | 13.1294 | ABB | PB | 2013 | Cengkareng
CKG94 | 13.1047 | ABB | LBS MOT | 2013 | Cengkareng
CKG93 | 13.131 | ABB | PB | 2013 | Cengkareng
CKG102 | 13.1025 | ABB | LBS MOT | 2013 | Cengkareng
CKG102 | 13.1309 | ABB | PB | 2013 | Cengkareng
CKG102 | 13.1323 | ABB | PB | 2013 | Cengkareng
MK350 | CI 2017-W20-1-0054 | SCHNEIDER | LBS |  | Bandengan
MK350 | 1608044 | EGA | PB |  | Bandengan
SP246 | 0(SP 246) | GAE | RMU |  | Kebon Jeruk
MB77 | SM 1132029CI | SCHENEIDER SM 6 | LBS 2 |  | Bandengan
GD242 | E242-RMU1993/30 | SCHNEIDER | PB | 2010 | Kramat Jati
B234 | B 234-01 | ABB SAFEPLUS | LBS 1 |  | Bandengan
B234 | B 234-02 | ABB SAFEPLUS | LBS 2 |  | Bandengan
CD302 | CD302 | GAE | LBS |  | Bintaro
CD302 | CD302 | GAE | PB |  | Bintaro
CD222 | CD222 | MG | PB |  | Bintaro
CD12A | CD12A | FLOUKIT.M | LBS |  | Bintaro
BT129 | BT129 | F&G | LBS |  | Bintaro
BT129 | BT129 | F&G | LBS |  | Bintaro
BT129 | BT129 | F&G | PB |  | Bintaro
B153 | B 153-04 | EGA | PB 2 |  | Bandengan
CD81 | CD81 | CONTACK PLASMA | LBS |  | Bintaro
B392 | B 392-02 | ORMAZABAL | LBS | 2020 | Bandengan
B392 | B 392-03 | ORMAZABAL | PB | 2020 | Bandengan
CGR15 | CGR 15 | ABB | PB-1 |  | Lenteng Agung
B162 | B 162-01 | FLOUMATIC | LBS |  | Bandengan
RG172 | 137913BL | EGA | LBS-1 | 2013 | Lenteng Agung
CD41H | CD41H | ABB | PB |  | Bintaro
MB75 | MB 75-01 | SCHNEIDER SM6 | LBS |  | Bandengan
DK6 | DK6 | FLUOMATIC & EGA | PB |  | Bintaro
MB75 | MB 75-02 | SCHNEIDER SM6 | LBS |  | Bandengan
CD41E | CD41E | ABB | PB |  | Bintaro
CD49 | CD49 | KIT 27,2 | LBS |  | Bintaro
RG75 | RG 75 | SCHNEIDER | LBS-2 |  | Lenteng Agung
GH0158 | GH 158 | FLUOKIT M (BIRU) | LBS-1 |  | Lenteng Agung
RG66 | RG 66 | ABB UNISWITCH | LBS-1 |  | Lenteng Agung
RG65 | RG 65 | ABB | LBS-1 |  | Lenteng Agung
GH0158 | GH 158 | FLUOKIT M MOTORIS | LBS-8 |  | Lenteng Agung
RG15 | RG 15 | SIEMENS | LBS-1 |  | Lenteng Agung
GH0158 | GH 158 | FLUOKIT M MOTORIS | LBS-11 |  | Lenteng Agung
RG60 | CV 06-5147/011 | SIEMENS | LBS-2 | 1993 | Lenteng Agung
GH0158 | GH 158 | FLUOKIT M MOTORIS | LBS-12 |  | Lenteng Agung
RG58 | RG 58 | ABB SAFE PLUS | LBS-1 |  | Lenteng Agung
RG55 | RG 55 | SCHNEIDER | PGDB-1 |  | Lenteng Agung
RG53 | RG 53 | EGA | PB-1 |  | Lenteng Agung
KL72 | KL72 | KIT 27.2 | LBS |  | Bintaro
RG44P | RG 44P | ARLISCO | PB-1 |  | Lenteng Agung
RG33 | CI-2019-W31-5-0004 MOT | SCHNEIDER | LBS-1 |  | Lenteng Agung
BT97 | BT97 | MG SM6 | PB |  | Bintaro
RG25 | RG 25 | SCHNEIDER | PB-1 |  | Lenteng Agung
JGK7 | JGK 7 | EGA | LBS-2 |  | Lenteng Agung
CD222 | CD222 | MG | LBS |  | Bintaro
CP19B | . | FLUOMATIC | PB |  | Ciputat
B237 | B 237-01 | KIT 27.2 | LBS |  | Bandengan
B392 | B 392-01 | ORMAZABAL | LBS | 2020 | Bandengan
B162 | B 162-02 | FLOUMATIC | LBS |  | Bandengan
TD366 | TD 366 | SCHNEIDER | LBS-1 |  | Lenteng Agung
RG66 | RG 66 | ABB UNISWITCH | LBS-2 |  | Lenteng Agung
CD58 | CD58 | F&G | LBS |  | Bintaro
RG95P | RG 95P | ORMAZABAL | LBS-1 |  | Lenteng Agung
BT303 | BT303 | ABB | PB |  | Bintaro
CGR28 | CGR 28 | ABB UNISWITCH | PB-1 |  | Lenteng Agung
B240 | B 240-02 | SCHNEIDER | LBS |  | Bandengan
RG93P | RG 93P | ABB SAFEPLUS | LBS-2 |  | Lenteng Agung
RG92P | RG 92P | ABB SAFE PLUS | LBS-2 |  | Lenteng Agung
DT90 | 0037.21.213 | EGA | LBS-1 | 2021 | Lenteng Agung
RG91P | 173005052683-0292 | SIEMENS | LBS-1 | 2017 | Lenteng Agung
RG87P | RG 87P | ABB SAFEPLUS | LBS-1 |  | Lenteng Agung
DT65 | DT 65 | SCHNEIDER | LBS-1 |  | Lenteng Agung
CD110 | CD110 | F&G | LBS |  | Bintaro
RG80 | 148819213 | EGA | LBS-1 | 2019 | Lenteng Agung
RG78 | T730850526830272 | SIEMENT | LBS-1 |  | Lenteng Agung
DT93 | DT 93 | ABB | LBS-1 |  | Lenteng Agung
CD49 | CD49 | KIT 25 | PB |  | Bintaro
DT93 | 12.1 | ABB | PB-1 | 2012 | Lenteng Agung
RG71 | CV 790809-0140/001 | SIEMENS | LBS-1 | 2009 | Lenteng Agung
GH0158 | GH 158 | FLUOKIT M MOTORIS | LBS-7 |  | Lenteng Agung
RG66 | RG 66 | GAE | PGDB-1 |  | Lenteng Agung
BT87 | BT87 | SCHNEIDER | LBS |  | Bintaro
MB72 | MB 72-02 | AREVA | LBS |  | Bandengan
RG56 | CI-2019-W28-4-0014 | SCHNEIDER | PB-1 | 2019 | Lenteng Agung
GH0158 | GH 158 | FLUOKIT M MOTORIS | LBS-20 |  | Lenteng Agung
RG55 | RG 55 | SCHNEIDER | LBS-2 |  | Lenteng Agung
GH0158 | GH 158 | FLUOKIT M MOTORIS | LBS-21 |  | Lenteng Agung
RG54 | RG 54 | ABB | LBS-2 |  | Lenteng Agung
RG53 | RG 53 | EGA MR | LBS-2 |  | Lenteng Agung
GH0417 | 18051104 | EGA | LBS-1 |  | Lenteng Agung
GH0417 | IEC-62271-200 | SCHNEIDER | LBS-2 |  | Lenteng Agung
RG51 | RG 51 | SCHENEIDER | LBS-1 |  | Lenteng Agung
RG164 | RG 164 | SCHNEIDER SM6 | LBS-1 |  | Lenteng Agung
RG164 | RG 164 | SCHNEIDER SM6 | LBS-2 |  | Lenteng Agung
PM145 | PM 145 | SCHNEIDER | LBS-1 |  | Lenteng Agung
RG163 | 23865/083/11/01/E6 | GAE | LBS-1 | 2011 | Lenteng Agung
RG163 | 23501/102/11/01/E6 | GAE | LBS-2 | 2011 | Lenteng Agung
RG161 | 502541141-2001-032 | ABB SAFEPLUS | LBS-2 | 2019 | Lenteng Agung
RG158 | RG 158 | SCHNEIDER | LBS-1 |  | Lenteng Agung
RG157 | 500411.660/6011.19 | ABB SAFE PLUS | LBS-1 |  | Lenteng Agung
KJ226 | KJ 226 - LBS | SCHNEIDER | LBS |  | Kebon Jeruk
MK403 | 20022083040005 | ABB | PB 1 |  | Bandengan
MK353 | 0179-20 | ULUSOY | LBS 1 | 2020 | Bandengan
MK353 | 1327-20 | ULUSOY | LBS 2 | 2020 | Bandengan
MK473 | SM 1036176 C1 | SCHNEIDER | LBS 2 |  | Bandengan
MK389 | SM 0603359 | MG | LBS 2 |  | Bandengan
MK389 | - | MERLIN GERLIN | PB 1 |  | Bandengan
MK337 | CI 2017-W04-2-0024 | SCHNEIDER | LBS 1 |  | Bandengan
KPK45G | 0085-15-209 | EGA | LBS | 2015 | Bandengan
PLKR | 14011 | UNINDO | LBS | 2011 | Bandengan
BT45 | BT45 | GAE | PB |  | Bintaro
A82 | A 82-05 | FLOUKIT M | PGDB |  | Bandengan
AB191 | AB 191-02 | MG VERCOR | LBS |  | Bandengan
AB191 | AB 191-03 | MG VERCOR | PB |  | Bandengan
KD67 | 1895-19 | ULUSOY ELECTRIC | PB | 2019 | Pondok Kopi
AB163 | AB 163-02 | FLUKIT-M | LBS |  | Bandengan
MN27P | ANIS30 | GAE | PB |  | Pondok Gede
TD393 | . | ORMA ZABAL | LBS |  | Ciputat
AB144 | AB 144-01 | ABB BC 5-SYTEM | LBS |  | Bandengan
TD393 | . | ORMA ZABAL | LBS |  | Ciputat
JS178 | CI-2021-W39-4-1402 | SCHNEIDER RM 6 | LBS Mot | 2021 | Pondok Gede
PD55 | 500411600/9021.01 | ABB SAFEPLUS | PB | 2011 | Pondok Gede
PD55 | 20012051690005 | ABB SAFEPLUS | PT | 2001 | Pondok Gede
PD55 | 20013048940001 | ABB SAFEPLUS | PGDB | 2001 | Pondok Gede
BK179 | - | SCHENEIDER RM6 | PB |  | Marunda
KB570 | 2742.17.243 | EGA | LBS MOTORIZE | 2013 | Bulungan
KL196 | 0 | MERLIN GERIN | LBS |  | Bulungan
KL196 | 0 | MERLIN GERIN | PB |  | Bulungan
KL223 | KL 223 | ABB | LBS |  | Bulungan
MG111S | 0 | SCHNEIDER | CBO MOTORIZE |  | Bulungan
B205 | B 205-03 | ORMAZABAL | PB |  | Bandengan
SD91 | 153.12.BF | EGA | PB TRAFO |  | Tanjung Priok
E2N | E2N-LBS-G1 | SCHNEIDER | LBS (MOTORIZE) | 2017 | Kramat Jati
E2N | E2N-PB1- | SCHNEIDER | PB | 2017 | Kramat Jati
E2N | E2N-PB2-JKT1028 | EGA | PB | 2013 | Kramat Jati
SD10 | 14415 | FLOUKIT M+24 | LBS |  | Tanjung Priok
MB8 | 1811104-PB-MB8 | EGA | PB |  | Bandengan
KJ335 | 13.1304 | ABB | PB TRAFO |  | Kebon Jeruk
B142 | 1708666 | EGA | PB |  | Bandengan
E261 | E261-17031088 | EGA | LBS (MOTORIZE) | 2017 | Kramat Jati
E261 | E261-2 | EGA | LBS (MOTORIZE) | 2017 | Kramat Jati
E261 | E261-3 | SCHNEIDER | CBOM | 2010 | Kramat Jati
E261 | E261-4 | SCHNEIDER | CBOM | 2012 | Kramat Jati
B176 | 0013.19.214/2019 | EGA | PB1 | 2019 | Bandengan
MP139 | MP 139 | FLOUKIT M | PGC |  | Bulungan
B66A | B 66A-01 | EGA | LBS |  | Bandengan
B66A | B 66A-02 | EGA | LBS |  | Bandengan
B66C | B 66C-02 | ABB SAFEPLUS | LBS |  | Bandengan
KJ90 | KJ 90 - LBS | MG | LBS |  | Kebon Jeruk
KPK14P | 14585 | FLUOKIT M | LBS | 2011 | Bandengan
MK475P | IEC 62271-200 | SCHNEIDER RM6 | LBS |  | Bandengan
CP430 | 131280 | ABB | LBS | 2013 | Ciputat
CP430 | 131282 | ABB | LBS | 2013 | Ciputat
CP430 | 1408 | ABB | PB | 2013 | Ciputat
MK331 | LBS2-MK331 | SCHNEIDER | LBS |  | Bandengan
MK334 | 9240077 | MG VERCORS 6 | LBS |  | Bandengan
KJ327 | 2057-13-BL | EGA | LBS | 2013 | Kebon Jeruk
KL224 | KL 224 | EGA | PB |  | Bulungan
E396 | E396-1 | ABB UNISWITCH | LBS (MOTORIZE) | 2013 | Kramat Jati
MK341 | 9237 | EGA | PB |  | Bandengan
MK254 | 18051878 | EGA | LBS |  | Bandengan
MK144 | 1322-2020 | ULUSOY | LBS1 | 2020 | Bandengan
MK144 | 0703-2020 | ULUSOY | LBS2 | 2020 | Bandengan
PK158 | 1166 | SM6 | PT |  | Tanjung Priok
MK363 | - | FLUOKIT M24 | LBS |  | Bandengan
MK363 | 6354 | FLUOKIT M24 | PB |  | Bandengan
DB26 | SM 013061CI | SCHNEIDER QM | PB |  | Bandengan
KDR79 | CI-2018-W38-3-0032 | SCHINEIDER | LBS MOTORIZE | 2018 | Cengkareng
KB49N | KB 49N | GAE | PB |  | Bulungan
KB49N | KB 49N | GAE | LBS |  | Bulungan
DK47 | - | SCHNEIDER | PGC |  | Cengkareng
KB514 | KB 514 | FLOUKIT M | LBS |  | Bulungan
KB514 | KB 514 | FLOUKIT M | LBS |  | Bulungan
KB514 | 1282.2006 | FLOUKIT M | CBO |  | Bulungan
DK47 | - | SCHNEIDER | PB |  | Cengkareng
KB517 | KB 517 | MERLIN GERLIN | LBS |  | Bulungan
KB517 | KB 517 | MERLIN GERLIN | CBO |  | Bulungan
KJ44 | CSF63194 | ORMAZABAL | LBS | 2016 | Kebon Jeruk
KJ44 | CFS61043 | ORMAZABAL | PB | 2016 | Kebon Jeruk
SD214 | - | EGA | LBS |  | Tanjung Priok
KB535 | KB 535 | SCHNEIDER | LBS |  | Bulungan
KB535 | KB 535 | SCHNEIDER | LBS |  | Bulungan
KB535 | KB 535 | SCHNEIDER | CBO |  | Bulungan
KB535 | KB 535 | SCHNEIDER | CBO |  | Bulungan
KB535 | KB 535 | SCHNEIDER | CBO |  | Bulungan
KB535 | KB 535 | SCHNEIDER | CBO |  | Bulungan
KB537 | KB 537 | SCHNEIDER | LBS |  | Bulungan
DB79 | R 0126207SF | EGA | PB |  | Bandengan
MK292 | 129611 | ABB UNISWITCH | LBS |  | Bandengan
CN84 | 130411 | ABB | LBS | 2013 | Ciputat
CN84 | 1009.13 BF | EGA | PB | 2013 | Ciputat
CKG36 | 13.1743 | ABB | LBS | 2013 | Cengkareng
CKG36 | 13.0965 | ABB | PB | 2013 | Cengkareng
SP169 | 0(SP 169) | MG | LBS |  | Kebon Jeruk
SP169 | 0(SP 169) | ABB | PB |  | Kebon Jeruk
PS14 | PS 14 - PS 74 | SCHNEIDER SM6 | PMT |  | Cempaka Putih
PD55 | 01F | ABB SAFEPLUS | B1 |  | Pondok Gede
B354 | RM6/CI.2021.W21.4-1402 | SCHNEIDER | LBS 1 | 2021 | Bandengan
PK11 | - | SM6 | PGDB |  | Tanjung Priok
PK125 | - | SM6 | LBS |  | Tanjung Priok
PK125 | - | SM6 | LBS |  | Tanjung Priok
PK125 | - | SM6 | PB |  | Tanjung Priok
PK125 | - | SM6 | PT |  | Tanjung Priok
PK125 | - | SM6 | PGDB |  | Tanjung Priok
PK133 | - | EGA | LBS |  | Tanjung Priok
PK133 | - | EGA | LBS |  | Tanjung Priok
PK133 | - | SM6 | PB |  | Tanjung Priok
PK133 | - | SM6 | PB |  | Tanjung Priok
PK137A | 10533 | FLUOKIT M + | LBS |  | Tanjung Priok
PK137A | 20709/126/06/01/EG | GAE | LBS |  | Tanjung Priok
PK137A | 20757/126/06/02/EG | GAE UNIFLORC | PB |  | Tanjung Priok
PK137A | SM1036043CI | GAE | PB |  | Tanjung Priok
CP37A | - | ABB | PB |  | Ciputat
CP58 | - | UNINDO | LBS |  | Ciputat
CP58 | - | UNINDO | LBS |  | Ciputat
JS23 | ANIS112 | ABB | LBS |  | Pondok Gede
TD128 | - | UNINDO | PGC |  | Ciputat
TD128 | - | MERLIN GERIN | B1 |  | Ciputat
TD56 | - | ABB RETOFIT | LBS |  | Ciputat
TD56 | - | ABB RETOFIT | LBS |  | Ciputat
TD56 | - | KIT 27.2 | PT |  | Ciputat
PB3 | W26-2-0010 | SCHNEIDER | LBS | 2016 | Pondok Kopi
JW27 | 500411660/2011-01 | ABB SAFEPLUS | LBS | 2011 | Pondok Gede
B388 | B 388-04 | CONTACT PLASMA | PGC |  | Bandengan
JW36 | 2369/102/11/02E6 | GAE | PB | 2011 | Pondok Gede
JW36 | 23538/102/10/01E6 | GAE | LBS | 2011 | Pondok Gede
PG166C | W36-3-0005 | SCHNEIDER | PBTRAFO | 2017 | Pondok Kopi
JW48 | ANIS169 | ABB UNISWITCH | PB |  | Pondok Gede
PG330 | S9501324 | MERLIN GERIN SM6 | PB |  | Pondok Kopi
DB95 | DB 95 - LBS | SCHNEIDER SM 6 | LBS |  | Bandengan
DB95 | DB 95 - PGDB | SCHNEIDER SM 6 | PGDB |  | Bandengan
DB55 | DB 55 - LBS | FLOUKIT M | LBS |  | Bandengan
DB55 | DB 55 - PB | FLOUKIT M | PB |  | Bandengan
B249 | B 249 - 03 | EGA | LBS |  | Bandengan
SD101 | 0858.18.212 | EGA | LBS | 2018 | Tanjung Priok
KG411 | SB-2010-1046-4-0076 | SCHNEIDER RM6 | PB TRAFO |  | Tanjung Priok
A63 | A 63-02 | FLUMATIC | LBS |  | Bandengan
A63 | A 63-05 | DELLE ALTROM | PB1 |  | Bandengan
SP257 | 0(SP 257) | FLOUKIT M | LBS |  | Kebon Jeruk
SP255 | 0(SP 255) | AREVA | LBS |  | Kebon Jeruk
D34S | 0(D 34S) | EGA | LBS | 2017 | Kebon Jeruk
D34S | 0(D 34S) | EGA | PB |  | Kebon Jeruk
KJ143 | 0(KJ 143) | EGA | LBS |  | Kebon Jeruk
KJ143 | 0(KJ 143) | FLUOKIT M | LBS |  | Kebon Jeruk
KJ143 | 0(KJ 143) | FLUOKIT M | PB |  | Kebon Jeruk
KJ143 | 0(KJ 143) | FLUOKIT M | PB |  | Kebon Jeruk
AB47 | AB47 | SCHNEIDER SM6 | LBS |  | Bandengan
KJ203 | KJ 203 - PB | GAE | PB |  | Kebon Jeruk
KJ151 | KJ 151 - PB | FLUOKIT M | PB |  | Kebon Jeruk
KJ29 | KJ 29 - LBS | ABB | LBS |  | Kebon Jeruk
T373P | 29624 | GAE | PMT | 2013 | Menteng
KJ331 | 13-1312 | ABB | PB TRAFO |  | Kebon Jeruk
MK249 | 20022083040001 | ABB | LBS |  | Bandengan
RG149 | RG 149 - PB | GAE | PB-1 |  | Lenteng Agung
SP182 | SP 182 - LBS | SCHNEIDER | LBS |  | Kebon Jeruk
KJ56 | KJ 56 - PB2 | SCHNEIDER | PB | 2018 | Kebon Jeruk
B17E | 0976.17.214 | EGA | PB | 2017 | Bandengan
MK324 | 59502560 | MERLIN GERIN SM6 | PB |  | Bandengan
SP174 | SP 174 - LBS | GAE | LBS |  | Kebon Jeruk
SP175 | SP 175 - LBS | SCHNEIDER | LBS |  | Kebon Jeruk
SP175 | SP 175 - LBS | EGA | LBS |  | Kebon Jeruk
SP175 | SP 175 - PB | SCHNEIDER | PB |  | Kebon Jeruk
SP152 | SP 152 - PB1 | FLUOKIT M | PB |  | Kebon Jeruk
SP152 | SP 152 - PB2 | FLUOKIT M | PB |  | Kebon Jeruk
SP173 | SP 173 - LBS | EGA | LBS |  | Kebon Jeruk
TP37 | TP 37- ARAH PB | SCHNEIDER SM6 | PMT |  | Cempaka Putih
RG152 | 50041-1660/1021-03 | ABB SAFE PLUS | LBS-2 |  | Lenteng Agung
MK452 | 701396 | MERLIN GERIN SM6 | LBS |  | Bandengan
AB47 | AB47 | SCHNEIDER DM1 | PGC |  | Bandengan
PLPK | 14028 | UNINDO | LBS | 2011 | Bandengan
PLKL1 | 2198 | UNINDO | LBS | 2011 | Bandengan
MK315N | 01-MK 315 | EGA | LBS |  | Bandengan
RG20 | RG 20 - 2 | SCHNEIDER | LBS-2 |  | Lenteng Agung
RG20 | RG 20 - PB | SCHNEIDER | PB-1 |  | Lenteng Agung
TA28 | W35.1.0001 | SCHNEIDER | LBS |  | Bandengan
TA28 | W45.3.0022 | SCHNEIDER | PGDB |  | Bandengan
B6BARU | CI-2016-W17-5-0025 | SCHNEIDER SM 6 | PB1 |  | Bandengan
B423 | B 423-01 | FLUOKIT M BIRU | LBS 1 |  | Bandengan
B423 | B 423-02 | FLUOKIT M BIRU | LBS 2 |  | Bandengan
S141P | 13.153 | SCHNEIDER | PMT | 2013 | Menteng
S141P | 13.1352 | SCHNEIDER | PB | 2013 | Menteng
KG152 | 0 | SCHNEIDER SM6 | LBS |  | Tanjung Priok
KG252 | 0 | SIEMENS | LBS |  | Tanjung Priok
KG150 | CV 06-5092/009 | SIEMENS | LBS |  | Tanjung Priok
KJ225 | KJ 225 - LBS | FLUOKIT M | LBS |  | Kebon Jeruk
KJ274 | KJ 274 - PGC | SCHNEIDER | PGC |  | Kebon Jeruk
KJ262 | KJ 262 - PB2 | GAE | PB |  | Kebon Jeruk
SP268 | SP 268 - LBS | FLOUKIT M | LBS |  | Kebon Jeruk
SP268 | SP 268 - LBS | FLOUKIT M | LBS |  | Kebon Jeruk
SP276 | SP 276 - LBS | GAE | LBS |  | Kebon Jeruk
KB268 | KB 268 | SCHNEIDER | LBS MOTORIZE |  | Bulungan
KB268 | KB 268 | SCHNEIDER | LBS MOTORIZE |  | Bulungan
E58 | E58-5 | SCHNEIDER | CBOG | 2015 | Kramat Jati
E327 | E327-1 | SCHNEIDER | LBS (MOTORIZE) | 2016 | Kramat Jati
E327 | E327-2 | SCHNEIDER | LBS | 2016 | Kramat Jati
KJ201 | KJ 201 - PB 1 | FLOUKIT M | PB |  | Kebon Jeruk
E327 | E327-3 | SCHNEIDER | CBOG | 2004 | Kramat Jati
E363 | E363-1311621 | EGA | LBS (MOTORIZE) | 2015 | Kramat Jati
E363 | E363-1311221 | EGA | PB TRAFO | 2015 | Kramat Jati
BK127 | 1741 | FLUOKIT M | PB TRAFO | 2009 | Marunda
BK127 | 1789 | FLUOKIT M | PB TRAFO | 2009 | Marunda
CP423 | 83LBBF | EGA | PB | 2013 | Ciputat
SD127 | 4021 | FLOUKIT M | LBS |  | Tanjung Priok
PL175 | 1306.561.BL | EGA | LBS | 2013 | Pondok Kopi
K47C | K 47C - KWH EXIM | KIT 25 | PB |  | Cempaka Putih
PL177 | 2855.13.BL | EGA | LBS | 2013 | Pondok Kopi
SP58T | 0(SP 58T) | GAE | LBS |  | Kebon Jeruk
B119 | B 119-01 | EGA | LBS MANUAL |  | Bandengan
KPK34G | KPK 34G-2331-13-BL | EGA | LBS | 2013 | Bandengan
KPK34G | KPK 34G-2332-13-BL | EGA | LBS | 2013 | Bandengan
KPK34G | KPK 34G-1131-13-BL | EGA | PB | 2013 | Bandengan
B89 | B 89-01 | ABB UNISWITCH | LBS 1 |  | Bandengan
AB46 | AB 46-02 | FLUKIT-M | LBS |  | Bandengan
AB46 | AB 46-03 | SCHNEIDER | LBS |  | Bandengan
RG79 | . | FLUOKIT M | CBOG |  | Ciputat
MK249 | AB 46-06 | GAE | PB |  | Bandengan
CD60 | CD60 | KIT C 25 | PB |  | Bintaro
CD174 | CD174 | MG SM6 | LBS |  | Bintaro
CD237 | CD237 | GAE | LBS |  | Bintaro
AB249 | AB 249-01 | SCHENEIDER SM6 | LBS |  | Bandengan
AB249 | AB 249-03 | GAE | PB |  | Bandengan
CD237 | CD237 | GAE | LBS |  | Bintaro
CD237 | CD237 | GAE | PB |  | Bintaro
KL62 | KL62 | SIEMENS | LBS |  | Bintaro
KL62 | KL62 | SIEMENS | PB |  | Bintaro
KB273 | KB273 | KIT 27.2 | LBS |  | Bintaro
KB273 | KB273 | KIT 25 & ABB RETR. | PB |  | Bintaro
PS61 | PS 61 - PS 172 | EGA | PB 2 |  | Cempaka Putih
CD163 | CD163 | FLOUKIT M C10 | LBS |  | Bintaro
CKG98 | - | EGA | PGC | - | Cengkareng
CKG98 | 994.13.BF | EGA | PB | 2013 | Cengkareng
B3A | B 3A-06 | FLOUKIT M | PB1 |  | Bandengan
CKG99 | 1111.13.BF | EGA | LBS MOT | 2013 | Cengkareng
CKG99 | - | EGA | PB2 | - | Cengkareng
AB213 | AB 213-01 | FLUOKIT M24 | LBS |  | Bandengan
AB213 | AB 213-02 | FLUOKIT M24 | LBS |  | Bandengan
PM163 | PM 163 | SCHNEIDER | LBS-1 |  | Lenteng Agung
JGK8 | JGK 8 | ABB UNISWITCH | PB-1 |  | Lenteng Agung
RG18 | RG 18 | SCHNEIDER | LBS-1 |  | Lenteng Agung
RG18 | RG 18 | SCHNEIDER | LBS-2 |  | Lenteng Agung
RG174 | RG 174 | GAE GLSM | LBS-1 |  | Lenteng Agung
PM139N | PM 139N | EGA | LBS-2 |  | Lenteng Agung
PM140 | PM 140 | SCHENEIDER | LBS-1 |  | Lenteng Agung
RG170 | RG 170 | ABB UNISWITCH | LBS-1 |  | Lenteng Agung
PM141 | T73005052683-0336 | SIEMENS | PB-1 | 2017 | Lenteng Agung
RG168 | RG 168 | SCHNEIDER | LBS-1 |  | Lenteng Agung
RG167 | RG 167 | GAE GLS | LBS-1 |  | Lenteng Agung
PM143SS | PM 143 | EGA | PB-1 |  | Lenteng Agung
E334 | E334_031715214 | EGA | LBS | 2006 | Kramat Jati
PM154P | PM 154P | ABB SAFERING | LBS-2 |  | Lenteng Agung
PM156A | 173005555599-0089 | SIEMENS | LBS-1 | 2018 | Lenteng Agung
RG138P | RG 138P | EGA | LBS-1 |  | Lenteng Agung
PM160N | C1-2016-W34-0009 | SCHENEIDER | LBS-1 |  | Lenteng Agung
RG136 | RG 136 | SCHNEIDER | LBS-1 |  | Lenteng Agung
RG12 | 5022-25057/2001-001 | ABB | LBS-1 |  | Lenteng Agung
CD151 | CD151 | ABB | LBAS |  | Bintaro
PM165B | 173006249246-000500/005 | SIEMENS | LBS-1 | 2019 | Lenteng Agung
PM165B | 173007348413-01100/011 | SIEMENS | PB-1 | 2021 | Lenteng Agung
CD177 | CD177 | FLUOKIT M C 410 | LBS |  | Bintaro
RG116P | 418111127/Th.2018 | ABB SAFE FLUSE | LBS-1 | 2018 | Lenteng Agung
PM167 | PM 167 | SCHENEIDER | LBS-1 |  | Lenteng Agung
PM168 | PM 168 | ABB | LBS-1 |  | Lenteng Agung
CD194 | CD194 | ORMAZABAL | LBS |  | Bintaro
PM98 | PM 98 | FLUOKIT M BIRU | LBS-1 |  | Lenteng Agung
CD144 | CD144 | SIEMENS ( RMU ) | LBS |  | Bintaro
KL116 | KL116 | GAE & ABB | LBS |  | Bintaro
TD136 | . | FLOUMATIC | B1 |  | Ciputat
TD136 | . | UNINDO | LBS |  | Ciputat
PL127 | 1089.17.212 | EGA | LBS | 2017 | Pondok Kopi
PL127 | 1090.17.234 | EGA | CBOG | 2017 | Pondok Kopi
PB37 | CV 812243-00042-004 | RM6 | LBS |  | Pondok Kopi
B373 | 14525 | UNINDO | LBS 2 |  | Bandengan
B373 | 4867 | UNINDO | PB |  | Bandengan
PLTB2 | PLTB2 - PB | ORMAZABAL | PB | 2018 | Bandengan
B119 | B 119-02 | SCHNEIDER SM6 | CBO RC |  | Bandengan
CD151 | CD151 | FLUOKIT M C 10 | PB |  | Bintaro
RG119P | RG 119P | UNINDO | LBS-2 |  | Lenteng Agung
PM163 | PM 163 | SCHNEIDER | PB-1 |  | Lenteng Agung
RG118P | RG 118P | SIEMENS | LBS-2 |  | Lenteng Agung
RG117P | RG 117P | ORMAZABAL | PB-1 |  | Lenteng Agung
PM166 | PM 166 | GAE COMPACT | PB-1 |  | Lenteng Agung
PM167 | PM 167 | SCHENEIDER | LBS-2 |  | Lenteng Agung
CD99 | CD99 | SIEMENS ( RMU ) | LBS |  | Bintaro
CD99 | CD99 | SIEMENS ( RMU ) | PB |  | Bintaro
PM168 | PM 168 | ABB | PB-1 |  | Lenteng Agung
RG111 | RG 111 | SCHNEIDER | LBS-1 |  | Lenteng Agung
RG110P | 2018CSF63072 | ORMAZABAL | LBS-1 |  | Lenteng Agung
RG110P | 2018CSF63071 | ORMAZABAL | LBS-2 |  | Lenteng Agung
PM176 | PM 176 | SIEMENS | LBS-2 |  | Lenteng Agung
RG105P | RG 105P | MERLIN GERIN | LBS-1 |  | Lenteng Agung
PM183 | PM 183 | EGA | PB-1 |  | Lenteng Agung
PM148N | PM 148N | FLUOKIT M BIRU | KOPEL |  | Lenteng Agung
RG100P | T730037348413-00202/012 | SIEMENS | PB-1 | 2021 | Lenteng Agung
PM184A | PM 184A | EGA | PB-1 |  | Lenteng Agung
PM98 | PM 98 | FLUOKIT M BIRU | LBS-2 |  | Lenteng Agung
KJ79 | KJ79 | SCHNEIDER | LBS |  | Bintaro
B185 | B 185-03 | FLUOKIT M | PB |  | Bandengan
KJ121 | KJ121 | MG SM 6 | LBS |  | Bintaro
CD305 | CD305 | EGA | LBS |  | Bintaro
B12A | 0103.19.213/2019 | EGA | LBS MOTORIZED | 2019 | Bandengan
KL52P | KL52P | SIEMENS | LBS |  | Bintaro
KL52P | KL52P | SIEMENS | LBS |  | Bintaro
KL52P | KL52P | SIEMENS | PB |  | Bintaro
B229 | B 229-02 | FLOUKIT M | LBS |  | Bandengan
B229 | B 229-03 | GAE | PB1 |  | Bandengan
B229 | B 229-04 | MG SM6 | PB2 |  | Bandengan
B229 | B 229-05 | FLOUKIT M BIRU | PB3 |  | Bandengan
MK299 | CI-2021-W31-3-1403 | SCHENEIDER | LBS | 2021 | Bandengan
CD318 | CD318 | EGA | LBS |  | Bintaro
MK299 | CI-2021-W31-1-1404 | SCHENEIDER | LBS | 2021 | Bandengan
MK299 | CI-2021-W38-2-1404 | SCHENEIDER | PB | 2021 | Bandengan
TT28 | 3421 | FLUOKIT M | LBS |  | Menteng
TT28 | 3423 | FLUOKIT M | PGC |  | Menteng
TT28 | 3424 | FLUOKIT M | LBS |  | Menteng
MK434 | - | EGA | PB |  | Bandengan
BT89 | BT89 | ABB | PB |  | Bintaro
BT89P | BT89P | GAE | PB |  | Bintaro
BT295 | BT295 | ABB | LBS |  | Bintaro
BT292 | BT292 | ABB | PB |  | Bintaro
BT247 | BT247 | GAE | PB |  | Bintaro
CK35 |  | FLUOMATIC | B1 |  | Marunda
KN203 | PMT01 | GAE | PMT |  | Menteng
KN203 | PMT02 | GAE | PMT |  | Menteng
KN117 | CI-2012-W29-5-0004 | SCHNEIDER SM6 | PMT | 2012 | Menteng
KN203 | CI-2012-W32-5-0005 | GAE | CBOM | 2012 | Menteng
PIK5 | CV065140/030 | EGA | PB |  | Bandengan
CP67 | CP67 | KIT 27,2 | LBS |  | Bintaro
CP67 | CP67 | KIT 27,2 | LBS |  | Bintaro
CP67 | CP67 | KIT 27,2 | PB |  | Bintaro
A98 | A 98-01 | MERLIN GERIN - SM6 | B1 |  | Bandengan
BT47 | BT47 | F&G | LBS |  | Bintaro
BT47 | BT47 | F&G | LBS |  | Bintaro
BT47 | BT47 | F&G | PB |  | Bintaro
BT270 | BT270 | SCHNEIDER | PB |  | Bintaro
BT144 | BT144 | C.PLASMA | LBS |  | Bintaro
BT49 | BT49 | SIEMEN | PB |  | Bintaro
KL67 | KL67 | SCHNEIDER | LBS |  | Bintaro
BT65 | BT65 | F&G | LBS |  | Bintaro
CD42 | CD42 | ORMZBL | LBS |  | Bintaro
CD42 | CD42 | ORMZBL | LBS |  | Bintaro
JS178 | CI-2021-W37-3-1403 | SCHNEIDER RM 6 | PB | 2021 | Pondok Gede
JS178 | CI-2021-W39-3-1403 | SCHNEIDER RM 6 | LBS Mot | 2021 | Pondok Gede
JR93P | - | SCHNEIDER | PB |  | Pondok Gede
CP100 | . | FLUOKIT M | LBS |  | Ciputat
AB11N | AB 11N-01 | GAE | LBS |  | Bandengan
JS136P | ANIS59 | FLUOKIT M | LBS | 2011 | Pondok Gede
JS137P | ANIS61 | MG RM6 | PB |  | Pondok Gede
CP32B | - | KIT 27,2 | PB 1 |  | Ciputat
CP32B | - | ABB | PB 2 |  | Ciputat
CP93 | - | SIEMENS | LBS |  | Ciputat
CP123 | - | SIEMENS | LBS |  | Ciputat
CP123 | - | SIEMENS | PB |  | Ciputat
SR75 | 0171.17.212 | EGA | LBS | 2017 | Ciputat
SR75 | 1154.17.234 | EGA | LBS CBO | 2017 | Ciputat
SR75 | 0552.17.214 | EGA | LBS | 2017 | Ciputat
SR75 | 0161.17.212 | EGA | PB | 2017 | Ciputat
CP366 | - | FLUOKIT | LBS |  | Ciputat
CP145 | - | FLUOKIT M | LBS |  | Ciputat
CP145 | - | FLUOKIT M | PB |  | Ciputat
CN52 | - | SIEMENS | LBS |  | Ciputat
CP93 | - | SIEMENS | PB |  | Ciputat
SR2B | 1176-21 | ULUSOY | LBS | 2021 | Ciputat
SR2B | CI-2019-W20-2-0083 | SCHNEIDER | PB | 2015 | Ciputat
KDR173 | - | GAE | LBS MOT |  | Cengkareng
RM27 | RM 27 | SM6 | PGC |  | Cempaka Putih
DT41 | DT 41 | FLUOKIT M MERAH | LBS-2 |  | Lenteng Agung
DB4 | 1311410 | EGA | LBS |  | Bandengan
RG123 | RG 123 | SCHNEIDER | PGDB-1 |  | Lenteng Agung
PM333 | PM 333 | GAE | LBS-2 |  | Lenteng Agung
KD143 | 19147 | GAE | LBS | 2003 | Pondok Kopi
MK181 | S9604877 | MG | LBS 1 |  | Bandengan
MK472 | SM1044008CI | SCHNEIDER | PB 1 |  | Bandengan
MK366 | 1793 | FLUOKIT.M | LBS 1 |  | Bandengan
MK366 | 5580 | FLOUKIT M | LBS 2 |  | Bandengan
MK366 | 1169 | FLOUKIT M | PT 1 |  | Bandengan
MK366 | 10067 | FLOUKIT M | PGDB |  | Bandengan
MK366 | 5646 | FLOUKIT M | PB |  | Bandengan
CK63 | 1150 | FLUOKIT M | PGDB |  | Marunda
K283 | 3391.17 | EGA | LBS |  | Menteng
KS74 | 61301 | GAE | PMT | 2012 | Menteng
PK243 |  | FLUOKIT M BIRU | LBS |  | Marunda
KS74 | 61303 | GAE | CBOM | 2012 | Menteng
KG189 | 2745 | FLUOKIT M | LBS |  | Marunda
KG189 | 869 | FLUOKIT M | LBS |  | Marunda
T350 | 66201 | SCHNEIDER | PMT | 2012 | Menteng
T350 | 66203 | GAE | PGC | 2012 | Menteng
SD178 | 20032129020001 | ABB UNI SWITCH | PB |  | Tanjung Priok
CP80 | 13.1481 | ABB UNI SWITCH | LBS | 2013 | Ciputat
DB14 | - | SCHNEIDER | LBS |  | Bandengan
DB14 | - | SCHNEIDER | PB |  | Bandengan
K33 | K 33 | GAE | PB 2 |  | Cempaka Putih
PK196 | 713 | FLOUKIT M 24 | PB TRAFO |  | Tanjung Priok
GD57C | CV735500-00080/006 | SIEMENS | LBS |  | Ciracas
GD57C | CV735500-00080/011 | SIEMENS | LBS |  | Ciracas
GD57C | CV735500-00080/004 | SIEMENS | PB |  | Ciracas
PD41P | E259-LBS-400.12BL | EGA | LBS (MOTORIZE) | 2014 | Kramat Jati
E259 | 17051023 | EGA | LBS (MOTORIZE) | 2017 | Kramat Jati
KPK10 | 0814.15.209 | EGA | LBS 2 |  | Bandengan
KPK10 | 1575.13.BF | EGA | PB |  | Bandengan
KPK21P | CSF 61205 PB | AEP | LBS |  | Bandengan
MK142A | - | KIT 27,2 | LBS 1 |  | Bandengan
MK142A | - | KIT 27,2 | PB |  | Bandengan
GD267P | 2062083040013 | ABB | LBS | 2002 | Ciracas
GD267P | 2062083040013 | ABB | LBS | 2002 | Ciracas
CP90 | 335713.BL | EGA | LBS | 2013 | Ciputat
CP90 | . | CONTACT PLASMA | LBS |  | Ciputat
B42B | B 42 B-03 | SIEMENS | PB 1 |  | Bandengan
B42B | B 42 B-04 | SIEMENS | PB 2 |  | Bandengan
SD96 | 9115611 | SCHNEIDER SM6 | LBS |  | Tanjung Priok
SD96 | 9116040 | SCHNEIDER SM6 | PB TRAFO 1 |  | Tanjung Priok
SD96 | - | SCHNEIDER SM6 | PB TRAFO 2 |  | Tanjung Priok
PK37B | - | SCHNEIDER SM6 | LBS |  | Tanjung Priok
PK37B | - | EGA | LBS |  | Tanjung Priok
PK37B | - | SCHNEIDER SM6 | LBS |  | Tanjung Priok
PK37B | - | SCHNEIDER SM6 | PB |  | Tanjung Priok
PK39B | 500411660/8001-21 | SCHNEIDER SM6 | LBS |  | Tanjung Priok
PK39B | 500411660/9011-06 | SCHNEIDER SM6 | LBS |  | Tanjung Priok
PK39B | 500411660/8021-28 | SCHNEIDER SM6 | PB |  | Tanjung Priok
PK39C | 275/021/12/01/EG | GAE | LBS |  | Tanjung Priok
PK141 | 14611 | EGA | LBS |  | Tanjung Priok
PK141 | 14612 | EGA | LBS |  | Tanjung Priok
PK141 | - | EGA | PB |  | Tanjung Priok
PK149 | 238821 | ABB SAFEPLUS | LBS |  | Tanjung Priok
PK149 | 230611 | ABB SAFEPLUS | LBS |  | Tanjung Priok
PK149 | 223057 | ABB SAFEPLUS | LBS |  | Tanjung Priok
PK149 | - | ABB SAFEPLUS | PB |  | Tanjung Priok
PK149 | - | ABB SAFEPLUS | PGC |  | Tanjung Priok
PK151 | - | EGA | LBS |  | Tanjung Priok
PK151 | - | SCHNEIDER SM6 | LBS MOTORIZE |  | Tanjung Priok
PK151 | - | EGA | PB |  | Tanjung Priok
PK151 | - | EGA | PB |  | Tanjung Priok
PK174 | - | SCHNEIDER | LBS |  | Tanjung Priok
PK174 | - | SCHNEIDER | LBS |  | Tanjung Priok
PK174 | - | SCHNEIDER | PB |  | Tanjung Priok
PK174 | - | SCHNEIDER | PGC |  | Tanjung Priok
PK186 | 22455/032/10/01/E6 | GAE | LBS |  | Tanjung Priok
PK186 | 22629/032/10/01/E6 | SM6 | LBS |  | Tanjung Priok
PK186 |  | GAE | PB |  | Tanjung Priok
PK187 | S9503128 | MG SM 6 | LBS |  | Tanjung Priok
PK187 | S9501223 | MG SM 6 | LBS |  | Tanjung Priok
PK187 |  | MG SM 6 | PB |  | Tanjung Priok
PK194 | 4060 | FLUOKIT M | LBS |  | Tanjung Priok
PK194 | 6929 | FLUOKIT M | LBS |  | Tanjung Priok
PK194 | 3995 | FLUOKIT M | LBS |  | Tanjung Priok
PK194 | 6968 | FLUOKIT M | LBS |  | Tanjung Priok
PK194 |  | FLUOKIT M | PT |  | Tanjung Priok
PK194 |  | FLUOKIT M | PGDB |  | Tanjung Priok
PK194 |  | FLUOKIT M | B1 |  | Tanjung Priok
PK198 | 4267 | SCHNEIDER SM6 | LBS |  | Tanjung Priok
PK198 | 4287 | SCHNEIDER SM6 | LBS |  | Tanjung Priok
PK198 | - | SCHNEIDER SM6 | LBS |  | Tanjung Priok
PK198 | - | SCHNEIDER SM6 | KOPEL1 |  | Tanjung Priok
PK198 | - | SCHNEIDER SM6 | KOPEL2 |  | Tanjung Priok
PK198 | - | SCHNEIDER SM6 | PGC |  | Tanjung Priok
PK198 | - | SCHNEIDER SM6 | PGC |  | Tanjung Priok
PK203 |  | FLUOKIT M | LBS |  | Tanjung Priok
PK203 |  | FLUOKIT M | LBS |  | Tanjung Priok
PK203 |  | FLUOKIT M | PT |  | Tanjung Priok
PK203 |  | FLUOKIT M | PGDB |  | Tanjung Priok
PK203 |  | FLUOKIT M | B1 |  | Tanjung Priok
PK209 | 960735 | MG SM 6 | LBS |  | Tanjung Priok
PK209 | 9605726 | MG SM 6 | LBS |  | Tanjung Priok
PK209 |  | MG SM 6 | PT |  | Tanjung Priok
PK209 |  | MG SM 6 | PGDB |  | Tanjung Priok
PK209 |  | MG SM 6 | B1 |  | Tanjung Priok
PK228 | SM9800283 | MG SM 6 | LBS |  | Tanjung Priok
PK228 | SM9800277 | MG SM 6 | LBS |  | Tanjung Priok
PK228 | SM014003CI | SCHNEIDER | LBS |  | Tanjung Priok
PK228 |  | MG SM 6 | PGC |  | Tanjung Priok
PK228 |  | MG SM 6 | PGC |  | Tanjung Priok
PK228 |  | MG SM 6 | PGC |  | Tanjung Priok
PK260 | 21534/112/08/01/E6 | EGA | LBS |  | Tanjung Priok
PK260 | 21533/112/08/01/E6 | EGA | LBS |  | Tanjung Priok
PK260 | - | EGA | PB |  | Tanjung Priok
PK260 | - | SCHNEIDER | PGC |  | Tanjung Priok
PK267 | 500277303/2001-03 | ABB SAFEPLUS | LBS |  | Tanjung Priok
PK267 | 500277303/3001-08 | ABB SAFEPLUS | LBS |  | Tanjung Priok
PK267 | - | ABB SAFEPLUS | PGDB |  | Tanjung Priok
PK267 | - | ABB SAFEPLUS | B1 |  | Tanjung Priok
PK285 | 14138 | FLOUKIT M+ | LBS |  | Tanjung Priok
PK285 | 14581 | FLOUKIT M+ | LBS |  | Tanjung Priok
PK285 | SM 1042182CI | SCHNEIDER SM6 | PGC |  | Tanjung Priok
PK33 | S9501146 | SCHNEIDER SM6 | LBS |  | Tanjung Priok
PK33 | S9501032 | EGA | LBS |  | Tanjung Priok
PK33 | - | EGA | PB |  | Tanjung Priok
PK33 | - | EGA | PB |  | Tanjung Priok
PK33D | 7940 | FM | LBS |  | Tanjung Priok
PK33D | - | FM | LBS |  | Tanjung Priok
PK33D | - | FM | PB |  | Tanjung Priok
CKG70 | SM1028014 | SCHINEIDER | LBS |  | Cengkareng
BTC31P | - | MG VERCORS M6 | LBS | 2016 | Cengkareng
KJ292 | KJ 292 - PB | GAE | PB |  | Kebon Jeruk
KJ295 | KJ 295 - LBS | GAE | LBS |  | Kebon Jeruk
KJ295 | KJ 295 - LBS | GAE | LBS |  | Kebon Jeruk
KJ295 | KJ 295 - CBOM | GAE | PGC |  | Kebon Jeruk
KJ299 | KJ 299 - LBS | SCHNEIDER | LBS |  | Kebon Jeruk
KJ300 | KJ 300 - LBS | GAE | LBS |  | Kebon Jeruk
KJ300 | KJ 300 - LBS | GAE | LBS |  | Kebon Jeruk
KJ300 | KJ 300 - PB | GAE | PB |  | Kebon Jeruk
KJ302 | KJ 302 - LBS | SCHNEIDER | LBS |  | Kebon Jeruk
PG160 | 0660.17.214 | EGA | PB | 2017 | Pondok Kopi
TG27 | 0106.21.213 | EGA | LBS | 2021 | Bandengan
TG27 | 0118.21.213 | EGA | LBS | 2021 | Bandengan
TG27 | 0136.21.214 | EGA | PB | 2021 | Bandengan
TG27C | TG 27 C - PB | EGA | PB |  | Bandengan
TG27C | TG 27 C - LBS | KIT 27,2 | LBS |  | Bandengan
E52C | E 52 C-09435033 | ORMAZABAL | PB | 2019 | Kramat Jati
TD58 | . | KIT 25 | PB 2 |  | Ciputat
CKG98 | - | EGA | LBS | - | Cengkareng
CD35 | CD35 | FLUOKIT M | LBS |  | Bintaro
CD183 | CD183 | FLUOKIT M | LBS |  | Bintaro
CD29C | CD29C | KIT 25 | LBS |  | Bintaro
CD29C | CD29C | ABB | PB |  | Bintaro
CD29D | CD29D | ABB | LBS |  | Bintaro
CD29D | CD29D | ABB | LBS |  | Bintaro
CD29A | CD29A | C.PLASMA | LBS |  | Bintaro
CD29A | CD29A | CONTACK PLASMA | LBS |  | Bintaro
CD36 | CD36 | F & G | LBS |  | Bintaro
CD67 | CI-2017-W30-1-0033 | SCHNEIDER | LBS | 2017 | Bintaro
PM160N | C1-2016-W30-6-0026 | SCHENEIDER | PB-1 |  | Lenteng Agung
PM161 | PM 161 | SCHENEIDER | LBS-2 |  | Lenteng Agung
PM162 | PM 162 | SCHENEIDER | LBS-2 |  | Lenteng Agung
KJ79 | KJ79 | SCHNEIDER | PB |  | Bintaro
RG12 | 5022-25057/2001-006 | ABB | LBS-2 |  | Lenteng Agung
CD151 | CD151 | FLUOMATIC | LBS |  | Bintaro
E248 | E248-1 | GAE | PGDB | 2013 | Kramat Jati
BT179 | BT179 | SCHNEIDER | LBS |  | Bintaro
BT219 | BT219 | KIT 27,2 | PB |  | Bintaro
PL4 | CI-2016-W22-2-0042 | SCHEINDER | LBS |  | Pondok Kopi
PL4 | CI-2019-W29-4-0074 | SCHEINDER | LBS |  | Pondok Kopi
PL24 | 0126.17.214 | EGA | LBS |  | Pondok Kopi
KD7 | CI-2019-W26-2-0047 | SCHNEIDER | PB |  | Pondok Kopi
MK162 | MK 162-01 | MG VERCORS 6 | LBS 1 |  | Bandengan
KD7 | CI-2019-W27-5-0006 | SCHNEIDER | PB |  | Pondok Kopi
MK162 | MK 162-02 | MG VERCORS 6 | LBS 2 |  | Bandengan
PLPK | 1490613 | SCHNEIDER | LBS | 2017 | Bandengan
MK461 | SM0803828 | SCHNEIDER SM6 | PGC |  | Bandengan
MK449 | 117140/07 | CONTACT PLASMA | LBS |  | Bandengan
MK435 | SM0601367 | MERLIN GERIN SM6 | LBS |  | Bandengan
MK435 | SM0601354 | MERLIN GERIN SM6 | PB |  | Bandengan
PLLB | 10355 | UNINDO | LBS | 2007 | Bandengan
SP86 | SP 86 - LBS1 | EGA | LBS | 2015 | Kebon Jeruk
SP86 | SP 86 - PB | EGA | PB | 2015 | Kebon Jeruk
MK434 | SM0601368 | MERLIN GERIN SM6 | LBS |  | Bandengan
KJ212 | KJ 212 - LBS | SCHNEIDER | CBOG |  | Kebon Jeruk
SP130 | SP 130 - PB | ABB | PB |  | Kebon Jeruk
PLPG2 | PLPG2 | ABB | LBS | 2018 | Bandengan
PLPK2 | PLPK2 | ABB | PB | 2018 | Bandengan
MK325 | 59604861 | MERLIN GERIN SM6 | LBS |  | Bandengan
RG81P | W4B-1-0024 | SCHNEIDER ISO | LBS-1 |  | Lenteng Agung
MK300 | 9123387 | MG VERCORS 6 | LBS |  | Bandengan
SP174 | SP 174 - LBS | GAE | LBS |  | Kebon Jeruk
SP154 | SP 154 - PB2 | ABB | PB |  | Kebon Jeruk
PLHR | 4021 | UNINDO | LBS |  | Bandengan
PLHR | 4630 | UNINDO | PB |  | Bandengan
PLUJ | 3060 | UNINDO | PB | 2007 | Bandengan
MK452 | 701327 | MERLIN GERIN SM6 | PB |  | Bandengan
MK456 | 2382704 | ORMAZABAL | LBS |  | Bandengan
MK456 | 2382704 | ORMAZABAL | PB |  | Bandengan
MK322 | - | ABB UNISWITCH | LBS |  | Bandengan
MK322 | - | ABB UNISWITCH | PB |  | Bandengan
KPK4 | 14080 | FLUOKIT M24+ | LBS |  | Bandengan
KPK4 | 3548 | FLUOKIT M24+ | LBS |  | Bandengan
MK297 | 2206 | FLUOKIT M24 | PB | 2002 | Bandengan
MK210 | SM 0201360 | MG | LBS 2 |  | Bandengan
TP32 | TP 32 - CBOM | KIT 25 | PB |  | Cempaka Putih
PLKL1 | 4013 | UNINDO | LBS | 2011 | Bandengan
PL175 | 1306.676.BF | EGA | PB | 2013 | Pondok Kopi
PL175 | 1306.292.BL | EGA | LBS | 2013 | Pondok Kopi
PL176 | 1382.13.BF | EGA | PB | 2013 | Pondok Kopi
PL176 | 2862.13.BL | EGA | LBS | 2013 | Pondok Kopi
PL185 | 13.07180.BL | EGA | LBS | 2013 | Pondok Kopi
AB213 | AB 213-03 | ABB UNISWITCH | PGC |  | Bandengan
B352 | B 352-03 | FLUOKIT M | PGDB |  | Bandengan
B352 | 0998.17.217 | EGA | PB | 2017 | Bandengan
S29FBARU | S 29 FBARU-02 | FLUMATIC | LBS |  | Bandengan
MK251 | MK 251 - LBS 1 | MG VERCORS 6 | LBS |  | Bandengan
KJ97T | 0(KJ 97T) | OR MAZABAL | LBS |  | Kebon Jeruk
KJ97T | 0(KJ 97T) | OR MAZABAL | PB |  | Kebon Jeruk
KJ97T | 0(KJ 97T) | OR MAZABAL | LBS |  | Kebon Jeruk
SP182S | 0(SP 182S) | EGA | PB |  | Kebon Jeruk
SP182S | 0(SP 182S) | SCHNEIDER | LBS |  | Kebon Jeruk
A74 | A 74-01 | SCHNEIDER SM6 | LBS |  | Bandengan
A74 | A 74-02 | SCHNEIDER SM6 | LBS |  | Bandengan
A74 | A 74-03 | SCHNEIDER SM6 | KOPEL A-B |  | Bandengan
E236 | E236-PB | SCHNEIDER | PB | 2016 | Kramat Jati
E236 | E236-LBS-JAB/3B/168 | SCHNEIDER | LBS | 2016 | Kramat Jati
PB40 | 270557/1075/12/02/EG | GAE | PB | 2012 | Pondok Kopi
MB1 | MB 1-02 | ORMAZABAL | LBS |  | Bandengan
AB24G | AB 24G-02 | SCHNEIDER SM-6 | LBS MANUAL | 2017 | Bandengan
S9B | S 9B-01 | ORMAZABAL | LBS |  | Bandengan
A53 | A 53-04 | EGA | PB2 |  | Bandengan
CK48 | - | FLUOKIT.M | PT |  | Marunda
TD197 | . | CONTACT PLASMA | PT |  | Ciputat
TD197 | . | CONTACT PLASMA | PGC |  | Ciputat
KDR157 | CI-2018-W21-5-0019 | SCHNEIDER | CBO | 2018 | Cengkareng
KDR157 | 1043.17.21 | EGA | LBS MAN | 2017 | Cengkareng
CP175N | - | MERLIN GERIN | LBS |  | Ciputat
KDR157 | 1112.13.BF | EGA | PB | 2013 | Cengkareng
CP175N | - | MERLIN GERIN | PB |  | Ciputat
CP175N | - | MERLIN GERIN | LBS |  | Ciputat
CP177 | - | C. PLASMA | PB 2 |  | Ciputat
CP18 | - | UNINDO | PT |  | Ciputat
CP18 | - | UNINDO | PGDB |  | Ciputat
CP183 | - | UNINDO | LBS |  | Ciputat
CP183 | - | UNINDO | LBS |  | Ciputat
CP183 | - | UNINDO | PB |  | Ciputat
SD213 | - | GAE | PB TRAFO |  | Tanjung Priok
SD162 | 228 | FLOUKIT M24 | B1 |  | Tanjung Priok
SD162 | 739 | FLOUKIT M24 | PGDB |  | Tanjung Priok
SD162 | 6978 | FLOUKIT M24 | LBS |  | Tanjung Priok
SD162 | - | EGA | LBS |  | Tanjung Priok
SD162 | - | FLOUKIT M24 | PB TRAFO |  | Tanjung Priok
SD3 | - | SCHNEIDER SM6 | PGC |  | Tanjung Priok
SD3 | - | EGA | PB TRAFO |  | Tanjung Priok
SD3 | - | SCHNEIDER SM6 | LBS |  | Tanjung Priok
SD3 | - | SCHNEIDER SM6 | LBS |  | Tanjung Priok
KG61 | - | SCHNEIDER SM6 | LBS |  | Tanjung Priok
PS66C | 500411660/8021-16 | ABB SAFEPLUS | PB TRAFO |  | Tanjung Priok
KG176 | CI-2013-W16-3-0014 | SCHNEIDER SM6 | LBS |  | Tanjung Priok
KG176 | CI-2013-W35-1-0018 | SCHNEIDER SM6 | LBS |  | Tanjung Priok
KG176 | CI-2013-W37-3-0008 | SCHNEIDER SM6 | PGC |  | Tanjung Priok
KG22 | - | FLOUMATIC | PB TRAFO |  | Tanjung Priok
KG22 | - | FLOUMATIC | LBS |  | Tanjung Priok
KG22 | - | FLOUMATIC | LBS |  | Tanjung Priok
KG17 | - | SCHNEIDER SM6 | LBS |  | Tanjung Priok
KG17 | - | SCHNEIDER SM6 | LBS |  | Tanjung Priok
KG17 | - | SCHNEIDER SM6 | PB TRAFO |  | Tanjung Priok
KG83 | - | FLUOKIT M 24 | PT |  | Tanjung Priok
KG83 | - | KIT 27.2 | LBS |  | Tanjung Priok
KG83 | - | FLOUKIT M 24 | LBS |  | Tanjung Priok
KG83 | - | KIT 27.2 | PT |  | Tanjung Priok
KG83 | - | KIT 27.2 | PGDB |  | Tanjung Priok
KG83 | - | KIT 27.2 | PB TRAFO |  | Tanjung Priok
KG7 | - | EGA | LBS |  | Tanjung Priok
KG7 | - | SCHNEIDER SM6 | LBS |  | Tanjung Priok
PK239 | - | EGA | PB TRAFO |  | Tanjung Priok
PK238 | - | SIEMENS | LBS |  | Tanjung Priok
PK238 | - | SIEMENS | PB TRAFO |  | Tanjung Priok
PK271 | - | ORMAZABAL | LBS |  | Tanjung Priok
PK271 | - | ORMAZABAL | LBS |  | Tanjung Priok
PK271 | - | ORMAZABAL | PB TRAFO |  | Tanjung Priok
PK136 | - | SM6 | LBS |  | Tanjung Priok
PK136 | - | SM6 | LBS |  | Tanjung Priok
PK136 | - | SM6 | PB TRAFO |  | Tanjung Priok
PK136 | - | SM6 | PB TRAFO |  | Tanjung Priok
PK137 | - | FLUOMATIC | PB TRAFO |  | Tanjung Priok
PK137 | - | FLUOMATIC | PB TRAFO |  | Tanjung Priok
KG105 | 9113759 | EGA | LBS |  | Tanjung Priok
KG105 | 911542 | EGA | LBS |  | Tanjung Priok
PK184 | - | FLOUKIT M24 | LBS |  | Tanjung Priok
PK184 | - | FLOUKIT M24 | LBS |  | Tanjung Priok
SD30 | - | SCHNEIDER | LBS |  | Tanjung Priok
SD30 | - | EGA | PB TRAFO |  | Tanjung Priok
SD30 | - | EGA | LBS |  | Tanjung Priok
SD30 | - | EGA | PB TRAFO |  | Tanjung Priok
SD62 | - | MG VERCOR 6 | LBS |  | Tanjung Priok
SD62 | - | MG VERCORS6 | PB TRAFO |  | Tanjung Priok
SD4 | - | EGA | PB TRAFO |  | Tanjung Priok
SD189 | - | FLOUKIT M24 | LBS |  | Tanjung Priok
SD189 | - | FLOUKIT M24 | LBS |  | Tanjung Priok
SD189 | - | FLOUKIT M24 | PGDB |  | Tanjung Priok
SD138 | 3529 | FLUOKIT M 24 | LBS |  | Tanjung Priok
SD138 | 3604 | FLUOKIT M 24 | LBS |  | Tanjung Priok
PG334 | S 9501387 | MERLIN GERIN SM6 | PB |  | Pondok Kopi
PG302 | 03/ret-01/2007 | Fluomatic | PB | 2007 | Pondok Kopi
PG302 | SM 0603383 | MERLIN GERLIN | LBS | 2006 | Pondok Kopi
PG356 | SM9607014 | MERLIN GERIN SM6 | LBS |  | Pondok Kopi
PG399 | 1202.17.212 | EGA | LBS | 2017 | Pondok Kopi
PG399 | 11810 | UNINDO | LBS | 2009 | Pondok Kopi
PG371 | 02500/025 | SIEMENS | LBS | 2021 | Pondok Kopi
PG371 | 01600/016 | SIEMENS | LBS | 2021 | Pondok Kopi
BT98 | BT98 | MG SM6 | LBS |  | Bintaro
BT98 | BT98 | MG SM6 | PB |  | Bintaro
E194 | 111517212 | EGA | LBS | 2017 | Kramat Jati
KJ160 | 0(KJ 160) | MG | LBS |  | Kebon Jeruk
KJ50 | 0(KJ 50) | SCHNEIDER | LBS | 2016 | Kebon Jeruk
KJ50 | 0(KJ 50) | ABB | LBS |  | Kebon Jeruk
PL124 | 500411660/5001-14 | ABB | LBS | 2011 | Pondok Kopi
A113 | A 113-03 | FLUKIT-M | LBS |  | Bandengan
CD325 | CD325 | ABB | PB |  | Bintaro
BT107 | BT107 | MG SM6 | LBS |  | Bintaro
BT171 | BT171 | MG SM6 | PB |  | Bintaro
PL138 | BELUM ADA | GAE | LBS |  | Pondok Kopi
PL138 | BELUM ADA | GAE | LBS |  | Pondok Kopi
KG295 | - | ORMAZABAL | LBS |  | Marunda
KG295 | - | ORMAZABAL | LBS |  | Marunda
PL140 | 0691.17.214 | EGA | LBS | 2017 | Pondok Kopi
PL140 | 0167.17.212 | EGA | PB | 2017 | Pondok Kopi
PL142 | 7001-28 | ABB | LBS | 2011 | Pondok Kopi
PL142 | 7001-28 | ABB | LBS | 2011 | Pondok Kopi
KG23 | 0200.15.212 | EGA | LBS | 2015 | Marunda
B185 | B 185-04 | FLOUKIT M | PB |  | Bandengan
E196 | E196-1 | SCHNEIDER | LBS | 2010 | Kramat Jati
E245 | SM2014 | SM6-SCHNAIDER | PB TRAFO | 2004 | Kramat Jati
AB61 | AB 61-03 | MERLIN GERIN - SM6 | PB |  | Bandengan
E36 | w730034 | EGA | PB | 2017 | Kramat Jati
E371 | 23651102110266 | SM6-SCHNEIDER | PB | 2011 | Kramat Jati
E245 | E 245-SM 1041012CI | SM6-SCHNEIDER | LBS | 2011 | Kramat Jati
E245 | E 245-SM 1036107C1 | SM6-SCHNEIDER | LBS | 2011 | Kramat Jati
E245 | E 245-SM1036155C1 | SM6-SCHNEIDER | PB | 2011 | Kramat Jati
MK312 | CV06-5141/018 | SIEMENS RMU | LBS |  | Bandengan
MK359 | 1291 | FLUOKIT M24 | LBS |  | Bandengan
MK428 | 19838 | FLUOKIT M24+ | LBS |  | Bandengan
B439P | CI-2019-W35-3-1401 | SCHENEIDER | LBS | 2019 | Bandengan
MK427 | 19986 | EGA | LBS |  | Bandengan
MK427 | 20007 | EGA | PB |  | Bandengan
MK466 | 500223057/1011-09 | ABB UNISWITCH | LBS |  | Bandengan
TP44 | TP 44 - K 247 | FLUKIT M | PMT |  | Cempaka Putih
CKG77 | 633.12BL | EGA | PMT | 2012 | Cengkareng
CKG77 | 388.12BF | EGA | PB | 2012 | Cengkareng
TP48 | TP 48 - PB 1 | EGA | PB1 |  | Cempaka Putih
MK466 | 500223057/1011-05 | ABB UNISWITCH | LBS |  | Bandengan
MK466 | 500223057/1031-01 | ABB UNISWITCH | CBO |  | Bandengan
KJ154 | kj 154 - LBS | ABB | LBS |  | Kebon Jeruk
MK442 | LBS-MK442 | MERLIN GERLIN | LBS | 2020 | Bandengan
SP229 | SP 229 - LBS | FLOUKIT M | LBS |  | Kebon Jeruk
SP229 | SP 229 - PB | FLOUKIT M | PB |  | Kebon Jeruk
PIK6 | 4945 | FLUOKIT M24+ | PB |  | Bandengan
PIK5 | CV065140/030 | EGA | LBS |  | Bandengan
PIK5 | CV065140/030 | EGA | LBS |  | Bandengan
SD13 | - | SCHNEIDER | LBS |  | Tanjung Priok
SD13 | - | SCHNEIDER | LBS |  | Tanjung Priok
SD13 | - | EGA | PB TRAFO |  | Tanjung Priok
SD13 | - | EGA | PB TRAFO |  | Tanjung Priok
MB8 | 1805125-LBS-MB8 | EGA | LBS |  | Bandengan
MB8 | 18091247-LBS-MB8 | EGA | LBS |  | Bandengan
KJ335 | 13.106 | ABB | LBS Motorized |  | Kebon Jeruk
KJ335 | 13.1071 | ABB | LBS Motorized |  | Kebon Jeruk
E197 | 173843 | EGA | CBOG (PMIN) | 2015 | Kramat Jati
PM89 | 0541.16.214 | EGA | PB-1 | 2016 | Lenteng Agung
BT228 | BT228 | GAE | LBS |  | Bintaro
BT228 | BT228 | GAE | PB |  | Bintaro
CP44G | CP44G | SIEMEN | LBS |  | Bintaro
PL164 | W16-6-0082 | SCHNEIDER | LBS | 2011 | Pondok Kopi
PM85 | CI-2019-W33-3-0079 | SCHNEIDER | CBOG-1 | 2019 | Lenteng Agung
CP44G | CP44G | SIEMEN | LBS |  | Bintaro
CP44G | CP44G | SIEMEN | PB |  | Bintaro
PL164 | W16-3-0014 | SCHNEIDER | LBS | 2011 | Pondok Kopi
BT55 | BT55 | SIEMEN | LBS |  | Bintaro
CP213 | - | ABB | LBS |  | Ciputat
CP213 | - | ABB | LBS |  | Ciputat
CP213 | - | ABB | PB |  | Ciputat
PG330 | S9502433 | MERLIN GERIN SM6 | LBS |  | Pondok Kopi
DB40 | DB 40 - LBS 2 | SCHNEIDER | LBS |  | Bandengan
DB40 | CI 2017 W36.1-0007 | SCHNEIDER | PB 1 |  | Bandengan
DB55 | DB 55 - PB | FLOUIKIT M | PB |  | Bandengan
B249 | B 249 - 02 | EGA | PB 2 |  | Bandengan
TG57 | LBS - TG57 | SCHNEIDER | LBS |  | Bandengan
TG57 | 1710223 | EGA | PB |  | Bandengan
CD62 | CD62 | SCHNEIDER | LBS |  | Bintaro
AB131 | AB 131-04 | FLUKIT-M | LBS |  | Bandengan
MK447 | - | EGA | PB |  | Bandengan
BT191 | BT191 | FLUOKIT M | LBS |  | Bintaro
B249 | B 249 - 01 | EGA | PB 1 |  | Bandengan
B249 | B 249 - 04 | EGA | LBS |  | Bandengan
TG11 | TG 11 - LBS | ORMAZABAL | LBS | 2020 | Bandengan
TG48 | TG 48 - PB | F & G | PB |  | Bandengan
PM109 | PM 109 | SIEMENS | LBS-2 |  | Lenteng Agung
KB555 | KB 555 26898 | GAE | LBS |  | Bulungan
KB555 | KB 555 27014 | GAE | PB |  | Bulungan
JS139 | ANIS67 | MG RM6 | PB |  | Pondok Gede
JS139 | ANIS68 | MG RM6 | LBS |  | Pondok Gede
PM117 | PM 117 | SCHENEIDER | KOPEL |  | Lenteng Agung
RG126 | RG 126 | UNINDO | LBS-1 |  | Lenteng Agung
PM279 | PM 279 | FLUOKIT M MERAH | PT-1 |  | Lenteng Agung
PM279 | PM 279 | FLUOKIT M MERAH | PB-1 |  | Lenteng Agung
PM279 | PM 279 | FLUOKIT M MERAH | CBOG-1 |  | Lenteng Agung
MB76 | MB 76-01 | ABB SAFEPLUS | LBS |  | Bandengan
MB76 | MB 76-02 | ABB SAFEPLUS | LBS |  | Bandengan
MB76 | MB 76-03 | ABB SAFEPLUS | PT |  | Bandengan
CD112 | CD112 | FLUKITM C10 | LBS |  | Bintaro
PB42 | 0883.18.212 | EGA | LBS | 2018 | Pondok Kopi
CP44 | CP44 | GAE | PB |  | Bintaro
PB42 | 1435.18.213 | EGA | LBS | 2018 | Pondok Kopi
BT208 | BT208 | SCHNEIDER | LBS |  | Bintaro
MKS2 | MKS2-173005065334 | SIEMENS | LBS | 2017 | Kramat Jati
MKS2 | MKS2-173005065334 | SIEMENS | LBS | 2017 | Kramat Jati
CD120P | CD120P | GAE | LBS |  | Bintaro
BT58 | BT58 | F & G | LBS |  | Bintaro
JR91P | MILLA42 | MG RM6 | PB |  | Pondok Gede
JR91P | MILLA43 | MG RM6 | LBS |  | Pondok Gede
JR91P | 120418214SF | MG RM6 | LBS |  | Pondok Gede
E20 | W2050029 | SCHNEIDER | LBS (MOTORIZE) | 2019 | Kramat Jati
E20 | W356001371 | SCHNEIDER | CBOG (PMIN) | 2018 | Kramat Jati
E20B | E20B-132917212 | EGA | PB TRAFO | 2017 | Kramat Jati
E12X | E20B-131388 | ABB | PB TRAFO II | 2013 | Kramat Jati
B305 | 3225.172.13 | EGA | LBS MOTORIZED | 2017 | Bandengan
PB36 | W21-4-0014 | SCHNEIDER | PBTRAFO | 2011 | Pondok Kopi
PB37 | BELUM ADA | RM6 | LBS |  | Pondok Kopi
PB37 | BELUM ADA | RM6 | PB |  | Pondok Kopi
KDR136 | 13.1747 | ABB | PMT | 2013 | Cengkareng
K73G | 30105/180/13/02/E6 | GAE | PB | 2013 | Pondok Kopi
PL82 | SM1044038CI | SCHNEIDER SM6 | LBS |  | Pondok Kopi
PL82 | SM1040021CI | SCHNEIDER SM6 | LBS |  | Pondok Kopi
PL83 | R-03-31-051 SF | MG RM6 | LBS |  | Pondok Kopi
PL83 | BELUM ADA | MG RM6 | TRAFO |  | Pondok Kopi
PB32 | 2095 | FLOUKIT M 24 | CBOM |  | Pondok Kopi
B402 | 0348.20.213 / 2020 | EGA | LBS | 2020 | Bandengan
KPK9 | 24559/104/11/01/E6 | GAE GLS | LBS |  | Bandengan
MK460 | CI-2016-W29-3-0029 | SCHNEIDER | PGDB |  | Bandengan
B147N | SM 1031123 C1 | SCHNEIDER SM6 | LBS |  | Bandengan
B399 | C1-2016-W34-4-0034 | SCHNEIDER | LBS |  | Bandengan
KG3 | - | SCHNEIDER SM6 | LBS |  | Tanjung Priok
PK223 | 9314491 | MG VERCORS 6 | LBS |  | Tanjung Priok
PK218 | S9501468 | MG SM6 | LBS |  | Tanjung Priok
PK218 | - | MG SM6 | PT |  | Tanjung Priok
PK218 | - | MG SM6 | PGDB |  | Tanjung Priok
KJ318 | KJ 318 - LBS | ABB | LBS MOTORIZED |  | Kebon Jeruk
KG309 | B.02407 | ABB UNISWITCH | LBS |  | Tanjung Priok
KJ319 | KJ 319 - LBS | EGA | PB |  | Kebon Jeruk
KJ319 | KJ 319 - PB | ABB | LBS |  | Kebon Jeruk
CP432 | 1229-2013 | ABB | LBS | 2013 | Ciputat
CP432 | 1262-2013 | ABB | LBS | 2013 | Ciputat
TA25 | - | FLUOKIT M | PB 1 |  | Bandengan
SD180N | - | SCHNEIDER | LBS |  | Tanjung Priok
PK90B | - | KIT 25 | LBS |  | Tanjung Priok
SD135 | - | EGA | LBS |  | Tanjung Priok
SD135 | 130054 | ABB UNISWITCH | LBS |  | Tanjung Priok
SD14 | - | EGA | LBS |  | Tanjung Priok
SD112 | - | SCHNEIDER SM6 | PB TRAFO |  | Tanjung Priok
PK202 | - | FLOUKIT M | PB TRAFO |  | Tanjung Priok
SD27 | - | EGA | PB TRAFO |  | Tanjung Priok
PK276 | - | SIEMENS | PB TRAFO |  | Tanjung Priok
KL69 | KL 69 - LBS | FLOUKIT M | LBS |  | Kebon Jeruk
B309 | SM 0803691 | SCHNEIDER QM | PB |  | Bandengan
B282 | CV 065096 / 022 | SIEMENS | LBS |  | Bandengan
B282 | CV 065096 / 022 | SIEMENS | PB |  | Bandengan
B386 | 19277 | GAE | LBS |  | Bandengan
B386 | 19277 | GAE | LBS |  | Bandengan
SD200 | 26446/006/12/01/E6 | GAE | LBS |  | Tanjung Priok
PLTB | 3085 | UNINDO | PB | 2007 | Bandengan
AB83 | AB 83-03 | KIT 27,2 | LBS |  | Bandengan
AB83 | AB 83-04 | KIT 27,2 | PB1 |  | Bandengan
AB83 | AB 83-05 | ABB | PB3 |  | Bandengan
MD20 | 11083222 | ORMAZABAL | PB | 2011 | Marunda
AB24G | AB 24G-01 | SCHNEIDER SM-6 | LBS MOTORIZED | 2017 | Bandengan
S9B | S 9B-03 | ORMAZABAL | PB |  | Bandengan
A53 | A 53-02 | EGA | LBS |  | Bandengan
PG408 | BELUM ADA | EGA | LBS |  | Pondok Kopi
KL64 | KL64 | EGA | LBS |  | Bintaro
KL64 | KL64 | SCHNEIDER | LBS |  | Bintaro
SP97A | CI-2017-W03-1-0037 | SCHNEIDER | LBS | 2017 | Kebon Jeruk
TP109P | 131175 | ABB UNISWITCH (M) | PMT | 2013 | Cempaka Putih
TP109P | 131348 | ABB UNISWITCH (M) | PMT | 2013 | Cempaka Putih
K111 | K 111 | MERLIN GERLIN SM6 | PGC 1 |  | Cempaka Putih
CKG66 | 14511 | UNINDO | PMT | 2011 | Cengkareng
CKG66 | 14423 | UNINDO | PMT | 2011 | Cengkareng
BTC31P | - | MG VERCORS M6 | LBS | 2016 | Cengkareng
KDR70 | 369-12-13F | EGA | PB | 2012 | Cengkareng
KDR70 | CI-2017-W35-5-0011 | SCHINEIDER | LBS | 2012 | Cengkareng
KDR70 | - | GAE | LBS | 2011 | Cengkareng
KDR25 | 12421 | FLUOKIT M | LBS | 2010 | Cengkareng
KDR25 | 1779 | FLUOKIT M | PB | 2019 | Cengkareng
KJ306 | KJ 306 - LBS | GAE | LBS |  | Kebon Jeruk
KJ308 | KJ 308 - LBS | SCHNEIDER | LBS |  | Kebon Jeruk
KJ308 | KJ 308 - PB | ABB | PB |  | Kebon Jeruk
KJ311 | KJ 311 - LBS | GAE | LBS |  | Kebon Jeruk
KJ311 | KJ 311 - PB | ABB | PB 1 |  | Kebon Jeruk
KG53A | - | EGA | LBS |  | Tanjung Priok
KG123 | 75917.213 | EGA | LBS | 2017 | Tanjung Priok
KG344 | 0 | ABB SAFEPLUS | LBS |  | Tanjung Priok
B10 | B 10-01 | EGA | LBS 1 |  | Bandengan
B181 | B 181-02 | SIEMENS | LBS 2 |  | Bandengan
B181 | B 181-03 | SIEMENS | PB |  | Bandengan
KG63 | 13-2052 | KIT 25 | LBS |  | Tanjung Priok
KG63 | - | KIT 25 | LBS |  | Tanjung Priok
PK278 | - | FLOUKIT M+24 | LBS |  | Tanjung Priok
PK278 | - | FLOUKIT M+24 | LBS |  | Tanjung Priok
KG396 | - | SCHNEIDER SM6 | LBS |  | Tanjung Priok
KG396 | - | SCHNEIDER SM6 | LBS |  | Tanjung Priok
PS66C | 500411660/8011-19 | ABB SAFEPLUS | LBS |  | Tanjung Priok
PS66C | 500411660/9011-07 | ABB SAFEPLUS | LBS |  | Tanjung Priok
KG83 | - | KIT 25 | PB TRAFO |  | Tanjung Priok
KG83 | - | FLUOKIT M 24 | PGDB |  | Tanjung Priok
KG7 | - | EGA | PB TRAFO |  | Tanjung Priok
KG7 | - | EGA | PB TRAFO |  | Tanjung Priok
PK239 | - | SM6 | LBS |  | Tanjung Priok
PK239 | - | EGA | LBS |  | Tanjung Priok
PK238 | - | SIEMENS | LBS |  | Tanjung Priok
PK137 | - | FLUOMATIC | LBS |  | Tanjung Priok
PK137 | - | FLUOMATIC | LBS |  | Tanjung Priok
KG105 | 9116216 | SM6 | PB TRAFO |  | Tanjung Priok
KG170 | 9138627 | MG VERCORS6 | LBS |  | Tanjung Priok
KG170 | 9138687 | MG VERCORS6 | LBS |  | Tanjung Priok
KG170 | - | EGA | PB TRAFO |  | Tanjung Priok
PK184 | - | FLOUKIT M24 | PB TRAFO |  | Tanjung Priok
SD62 | - | MG VERCOR 6 | PB TRAFO |  | Tanjung Priok
SD62 | - | MG VERCORS6 | LBS |  | Tanjung Priok
SD61 | - | MG VERCORS6 | LBS |  | Tanjung Priok
SD61 | - | MG VERCORS6 | LBS |  | Tanjung Priok
CK120 |  | GAE GDSA | PGC |  | Marunda
PK282 |  | ORMAZABAL | PT |  | Marunda
CL44 | SM0943025CI | SCHNEIDER SM6 | CBOM |  | Marunda
DK25 | - | ABB | PMT |  | Cengkareng
BC300 | 2019CSF63374 | ORMAZABAL | LBS | 2019 | Cengkareng
CKG62 | 1001-014 | ABB | LBS | 2016 | Cengkareng
CKG62 | 1001-013 | ABB | LBS | 2016 | Cengkareng
BK160 | 1036040 | ORMAZABAL | PGDB | 2010 | Marunda
BK139 | 500411660/8001-32 | ABB SAFEPLUS | LBS | 2011 | Marunda
BK139 | 500411660/9021 | ABB SAFEPLUS | PB | 2011 | Marunda
SP52 | SP 52 - LBS | SCHNEIDER | LBS |  | Kebon Jeruk
SP52 | SP 52 - PB2 | EGA | PB |  | Kebon Jeruk
SP147 | 96313bf | EGA | PB |  | Kebon Jeruk
KDR119 | 2350010 | SCHNEIDER | LBS | 2013 | Cengkareng
BTC31P | - | MG VERCORS M6 | LBS | 2016 | Cengkareng
KDR22 | 14483 | FLUOKIT M | LBS | 2011 | Cengkareng
KDR22 | 11848 | FLUOKIT M | LBS | 2009 | Cengkareng
KJ309 | KJ 309 - LBS | SCHNEIDER | LBS |  | Kebon Jeruk
KJ311 | KJ 311 - LBS | GAE | LBS |  | Kebon Jeruk
PG160 | CI-2017-W18-6-0014 | SCHNEIDER | CBOG | 2017 | Pondok Kopi
PG405 | Ci-2016-w26-6-0004 | SCHNEIDER | CBOG | 2016 | Pondok Kopi
PG405 | Sm1142048ci | SCHNEIDER | PB | 2010 | Pondok Kopi
KJ315 | KJ 315 - LBS | SCHNEIDER | LBS MANUAL |  | Kebon Jeruk
KJ315 | KJ 315 - LBS | MG | LBS MANUAL |  | Kebon Jeruk
SD8 | - | EGA | CBO |  | Tanjung Priok
KG150 | CV 06-5092/009 | SIEMENS | LBS |  | Tanjung Priok
KG305 | - | SCHNEIDER SM6 | LBS MOTORIZE |  | Tanjung Priok
SD42A | 9804915 | MG SM6 | LBS |  | Tanjung Priok
SD101 | C1.2018.W04.2.0040 | SCHNEIDER SM6 | LBS | 2018 | Tanjung Priok
KG263 | 4621 | FLOUKIT M | LBS |  | Tanjung Priok
SD152 | - | SCHNEIDER | LBS |  | Tanjung Priok
KJ266 | KJ 266 - LBS | FLUOKIT M | LBS |  | Kebon Jeruk
KJ266 | KJ 266 - PB | FLUOKIT M | PB |  | Kebon Jeruk
KG145 | 0 | ABB BC5 SYSTEM | LBS |  | Tanjung Priok
KG145 | 0 | ABB BC5 SYSTEM | LBS |  | Tanjung Priok
KG152 | - | EGA | LBS |  | Tanjung Priok
KJ242 | KJ 242 - LBS | FLOUKIT M | LBS |  | Kebon Jeruk
PLPG2 | PLPG2 | ABB | PB | 2018 | Bandengan
DB7 | 2099 | FLUOKIT M24 | PB |  | Bandengan
KG246 | 0 | EGA | LBS |  | Tanjung Priok
KG246 | 0 | EGA | LBS |  | Tanjung Priok
TA29 | 853 | FLUOKIT M24 | LBS |  | Bandengan
KG355 | CV 06-5088/031 | SIEMENS | LBS |  | Tanjung Priok
KJ225 | KJ 225 - PB | FLUOKIT M | PB |  | Kebon Jeruk
KJ280 | KJ 280 - LBS | FLUOKIT M | LBS |  | Kebon Jeruk
KJ280 | KJ 280 - LBS | FLUOKIT M | LBS |  | Kebon Jeruk
KJ280 | KJ 280 - PB | FLUOKIT M | PB |  | Kebon Jeruk
KJ253 | KJ 253 - LBS | SCHNEIDER | CBOG |  | Kebon Jeruk
KG384 | 11327 | FLOUKIT M | LBS |  | Tanjung Priok
KG384 | 11328 | FLOUKIT M | LBS |  | Tanjung Priok
DB5 | IV2N23089 | ABB UNISWITCH | LBS |  | Bandengan
DB5 | 4077 | UNINDO | LBS |  | Bandengan
KJ281 | KJ 281 - LBS | GAE | LBS |  | Kebon Jeruk
KJ281 | KJ 281 - LBS | GAE | LBS |  | Kebon Jeruk
KJ281 | KJ 281 - PB | GAE | PB |  | Kebon Jeruk
DB5 | - | FLUOKIT M24 | PB |  | Bandengan
DB5 | - | KIT 25 | PB |  | Bandengan
SD112 | - | SCHNEIDER SM6 | LBS |  | Tanjung Priok
SD112 | - | SCHNEIDER SM6 | LBS |  | Tanjung Priok
SD113 | RMU1991/334 | F & G | LBS |  | Tanjung Priok
SD113 | RMU1991/334 | F & G | LBS |  | Tanjung Priok
B384P | B 384P-01 | MG RM 6 | LBS 1 |  | Bandengan
CP44F | - | KIT 27,2 | LBS |  | Bintaro
BT100 | - | SCHNEIDER | LBS |  | Bintaro
BT100 | - | SCHNEIDER | LBS |  | Bintaro
BT177 | - | FLUOKIT M | LBS |  | Bintaro
BT137 | - | MG | LBS |  | Bintaro
CP44C | - | KIT 27,2 | LBS |  | Bintaro
CP44E | - | KIT 27,2 | LBS |  | Bintaro
BT289 | - | EGA | LBS |  | Bintaro
BT164 | - | ORMJBL | LBS |  | Bintaro
BT164 | - | ORMJBL | LBS |  | Bintaro
CP64 | - | GAE | LBS |  | Bintaro
BT210 | - | GAE | LBS |  | Bintaro
BT210 | - | GAE | LBS |  | Bintaro
CP64 | - | GAE | LBS |  | Bintaro
A112 | A 112-01 | SCHNEIDER | PB |  | Bandengan
KL2 | KL 2 - LBS | KIT 27.2 | B1 | 2016 | Kebon Jeruk
KL2 | KL 2 - LBS | KIT 27.2 | LBS |  | Kebon Jeruk
SD23B | C1.2019.W20.5.0041 | SCHNEIDER | LBS | 2019 | Tanjung Priok
SP276 | SP 276 - LBS | EGA | LBS |  | Kebon Jeruk
KJ204 | KJ 204 - LBS | SCHNEIDER | LBS |  | Kebon Jeruk
KJ201 | KJ 201 - LBS | FLOUKIT M | LBS |  | Kebon Jeruk
KJ201 | KJ 201 - LBS | FLOUKIT M | LBS |  | Kebon Jeruk
SP98 | SP 98 - LBS | EGA | LBS |  | Kebon Jeruk
SP245 | 4 | SIEMENS | RMU | 2016 | Kebon Jeruk
SP160 | SP 160 - LBS | SCHNEIDER | LBS | 2018 | Kebon Jeruk
SP160 | SP 160 - PB1 | EGA | PB | 2018 | Kebon Jeruk
SP160 | SP 160 - PB 2 | EGA | PB | 2018 | Kebon Jeruk
T369P | 0 | EGA | PMT |  | Menteng
KJ200 | KJ 200 - PB | MG | PB |  | Kebon Jeruk
MP216 | 2015-0097-15-214 | EGA | PB | 2015 | Bulungan
KN110P | 131160 | GAE | PMT | 2013 | Menteng
SP256 | SP 256 - PB | FLUOKIT M | PB |  | Kebon Jeruk
KJ66 | KJ 66 - LBS | C.PLASMA | LBS |  | Kebon Jeruk
KJ66 | KJ 66 - LBS | MG | LBS |  | Kebon Jeruk
KJ66 | KJ 66 - PB | CONTAC PLASMA | PB |  | Kebon Jeruk
DB9 | DB9-PB 1 | EGA | PB |  | Bandengan
PIK32 | CI-2015-W26-4-0045 | SCHNEIDER SM6 | LBS | 2015 | Bandengan
KDR151 | 6643.16.213 | EGA | LBS MOT | 2016 | Cengkareng
KDR151 | CI-2013-W35-1-0019 | SCHNEIDER | CBOG | 2013 | Cengkareng
MK354 | SM 0302044 | MERLIN GERIN SM6 | LBS |  | Bandengan
MK354 | SM 9502511 | MERLIN GERIN SM6 | PT |  | Bandengan
MK354 | - | MERLIN GERIN SM6 | PGDB |  | Bandengan
MK351 | 4298 | FLUOKIT M24 | LBS |  | Bandengan
MK351 | 173 | FLUOKIT M | PB |  | Bandengan
MK351 | 21230/153/07/02/E6 | MERLIN GERLIN | PT |  | Bandengan
KJ144 | KJ 144 - LBS | FLUOKIT M | LBS |  | Kebon Jeruk
KJ144 | KJ 144 - LBS | FLUOKIT M | LBS |  | Kebon Jeruk
KJ144 | KJ 144 - PB | FLUOKIT M | PB |  | Kebon Jeruk
KJ164 | KJ 164 - LBS | ABB | LBS |  | Kebon Jeruk
KJ164 | KJ 164 - LBS | ABB | LBS |  | Kebon Jeruk
KJ203 | KJ 203 - LBS | GAE | LBS |  | Kebon Jeruk
KJ29 | KJ 29 -LBS | ABB | LBS |  | Kebon Jeruk
CGR27 | CGR 27 :1414-12-BL | EGA MR | LBS-2 |  | Lenteng Agung
MK297 | -/MK297 | FLUOKIT M24 | LBS |  | Bandengan
MK297 | -/MK297 | FLUOKIT M24 | LBS |  | Bandengan
B402 | CI-2017-W28-3-0004 / 2017 | SCHENEIDER | LBS | 2017 | Bandengan
TP60 | TP 60 - ARAH TP42 | KIT 25 | PB 2 |  | Cempaka Putih
CP429 | 2698 | EGA | LBS | 2013 | Ciputat
CP429 | 2789 | EGA | LBS | 2013 | Ciputat
PK39C |  | KIT 25 | LBS |  | Tanjung Priok
PK39C |  | KIT 25 | PB |  | Tanjung Priok
PK39C |  | SCHNEIDER | PB |  | Tanjung Priok
SD36 | - | FLOUKIT M | LBS |  | Tanjung Priok
CP291 | - | FLUOKIT M | LBS |  | Bintaro
BT297 | - | EGA | LBS |  | Bintaro
KG199 |  | SCHNEIDER SM6 | LBS |  | Marunda
BK36 |  | SCHNEIDER SM6 | LBS |  | Marunda
SD172 | 571.12.BL | EGA | LBS |  | Tanjung Priok
SD172 | 12.1272 | ABB UNISWITCH | PB |  | Tanjung Priok
SD174 | R02313405F | MG RM6 | LBS |  | Tanjung Priok
SD174 | R02313405F | MG RM6 | LBS |  | Tanjung Priok
SD174 | R0231340SF | MG RM6 | PB |  | Tanjung Priok
SD179 | - | EGA | LBS |  | Tanjung Priok
SD179 | - | SCHNEIDER SM6 | LBS |  | Tanjung Priok
SD179 | - | EGA | PB |  | Tanjung Priok
SD181 | - | SM6 | LBS |  | Tanjung Priok
SD181 | - | SM6 | LBS |  | Tanjung Priok
SD181 | - | EGA | PB |  | Tanjung Priok
SD187 | 1EC.62271-200 | ABB | LBS |  | Tanjung Priok
SD187 | 1EC.62271-200 | ABB | LBS |  | Tanjung Priok
SD187 | - | ABB | PB |  | Tanjung Priok
SD201 | - | SCHNEIDER SM6 | LBS |  | Tanjung Priok
SD201 | - | SCHNEIDER SM6 | LBS |  | Tanjung Priok
SD201 | 12.744 | ABB UNISWITCH | PB |  | Tanjung Priok
SD211 | - | SCHNEIDER SM6 | LBS |  | Tanjung Priok
SD211 | - | SCHNEIDER SM6 | LBS |  | Tanjung Priok
SD211 | 1280 | EGA | PB |  | Tanjung Priok
SD224N | SB2010W4540088 | SCHNEIDER | LBS |  | Tanjung Priok
SD224N | SB2010W4540014 | ABB UNI SWITCH | LBS |  | Tanjung Priok
SD224N | - | ABB UNI SWITCH | PB |  | Tanjung Priok
GH0279 | - | MG VERCORS6 | LBS |  | Tanjung Priok
GH0279 | - | MG VERCORS6 | LBS |  | Tanjung Priok
GH0279 | 9305448 | MG VERCORS6 | LBS |  | Tanjung Priok
GH0279 | - | MG VERCORS6 | LBS |  | Tanjung Priok
GH0279 | - | MG VERCORS6 | LBS |  | Tanjung Priok
GH0279 | - | MG VERCORS6 | LBS |  | Tanjung Priok
GH0279 | - | EGA | LBS |  | Tanjung Priok
GH0279 |  | E 6 A | LBS |  | Tanjung Priok
GH0279 |  | E 6 A | LBS |  | Tanjung Priok
GH0279 |  | E 6 A | LBS |  | Tanjung Priok
GH0279 |  | E 6 A | LBS |  | Tanjung Priok
GH0279 |  | E 6 A | LBS |  | Tanjung Priok
GH0279 |  | E 6 A | LBS |  | Tanjung Priok
GH0279 |  | E 6 A | LBS |  | Tanjung Priok
GH0279 | 20592/0013/06/01/EG | E 6 A | LBS |  | Tanjung Priok
BT297 | - | EGA | LBS |  | Bintaro
CP48A | - | ABB | LBS |  | Bintaro
CP48A | - | ABB | LBS |  | Bintaro
BT124 | - | FLUOKIT M | LBS |  | Bintaro
BT240 | - | ABB | LBS |  | Bintaro
BT46 | - | SIEMEN | LBS |  | Bintaro
BT244 | - | ABB | LBS |  | Bintaro
BT46 | - | SIEMEN | LBS |  | Bintaro
CP48B | - | ABB | LBS |  | Bintaro
A108 | A 108-01 | SIEMENS | LBS |  | Bandengan
A108 | A 108-02 | SIEMENS | LBS |  | Bandengan
BT9 | - | GAE | LBS |  | Bintaro
BT130 | - | ABB ( RMU ) | LBS |  | Bintaro
A108 | A 108-04 | SIEMENS | LBS CADANGAN |  | Bandengan
BT237 | - | FLUOKIT M | LBS |  | Bintaro
BT9 | - | GAE | LBS |  | Bintaro
BT237 | - | FLUOKIT M | LBS |  | Bintaro
BT130 | - | ABB ( RMU ) | LBS |  | Bintaro
BT61 | - | MG | LBS |  | Bintaro
BT142 | - | ABB | LBS |  | Bintaro
B67C | B 67C-02 | ABB SAFEPLUS | LBS 2 |  | Bandengan
BT61 | - | MG | LBS |  | Bintaro
BT40 | - | GAE | LBS |  | Bintaro
BT155 | - | ORMZBL | LBS |  | Bintaro
BT64 | - | EGA | LBS |  | Bintaro
CP44F | CP44F | ABB BC5 | LBS |  | Bintaro
BT64 | - | EGA | LBS |  | Bintaro
BT135 | - | F&G | LBS |  | Bintaro
BT289 | - | EGA | LBS |  | Bintaro
CP44C | - | ABB | LBS |  | Bintaro
BT135 | - | F&G | LBS |  | Bintaro
KB88B | KB 88B | SCHNEIDER | PB |  | Bulungan
PL220 | 0025.16.213 | EGA | LBS | 2016 | Pondok Kopi
KD67 | 2094-19 | ULUSOY ELECTRIC | PB | 2019 | Pondok Kopi
PL259 | 3146.17.213 | EGA | LBS | 2017 | Pondok Kopi
KD67 | 1055-20 | ULUSOY ELECTRIC | LBS | 2020 | Pondok Kopi
KD70 | 1377 | FLUOKIT M | LBS |  | Pondok Kopi
KD70 | 1861 | FLUOKIT M | PB |  | Pondok Kopi
KD75 | 0376.17.216 | EGA | LBS |  | Pondok Kopi
KD75 | 0425.17.212 | EGA | PB |  | Pondok Kopi
KD78 | 107417212 | EGA | LBS |  | Pondok Kopi
KD78 | 59217214 | EGA | PB |  | Pondok Kopi
KD79 | 121546 | ABB | LBS |  | Pondok Kopi
E36C | E36C-223551/032/ | UNIFLOURCE -GAE | LBS | 2010 | Kramat Jati
E36C | E36C-22420/032 | UNIFLOURCE -GAE | LBS | 2010 | Kramat Jati
E36C | E36C-21104/114/ | UNIFLOURCE -GAE | CBOM | 2010 | Kramat Jati
KD80 | 0604.17.214 | EGA | PB | 2017 | Pondok Kopi
KD80 | 1094.17.212 | EGA | LBS | 2017 | Pondok Kopi
KDR111 | W44-3-0019 | SCHNEIDER | PGC | 2012 | Cengkareng
MK163 | MK 163-02 | SCHNEIDER SM6 | CBO | 2017 | Bandengan
B175 | B 175-04 | FLOUKIT M | PB2 |  | Bandengan
B175 | B 175-05 | FLOUKIT M | PGDB |  | Bandengan
B175 | B 175-07 | FLOUKIT M | B1 |  | Bandengan
B139 | B 139-03 | SCHNEIDER | PGC | 2015 | Bandengan
B265 | B 265-02 | SIEMENS | LBS |  | Bandengan
JGK7 | JGK 7 | EGA | PB-1 |  | Lenteng Agung
PL74 | 1295 | UNINDO | LBS | 2011 | Pondok Kopi
PL80 | 2017CSF63366 | AEP | LBS |  | Pondok Kopi
PL80 | 2018CSF63009 | AEP | LBS |  | Pondok Kopi
PL80 | 2017CSF61098 | AEP | PB |  | Pondok Kopi
PL85 | 02300/024 | SEIMENS | LBS | 2021 | Pondok Kopi
PL91 | R-0331-055SF | MG VERCOR | LBS |  | Pondok Kopi
PL91 | BELUM ADA | MG VERCOR | TRAFO |  | Pondok Kopi
PM145 | PM 145 | SCHNEIDER | PB-1 |  | Lenteng Agung
PL103 | CI.2019.W48.1.0040 | FLUOKIT M | LBS |  | Pondok Kopi
BT53 | BT53 | F & G | LBS |  | Bintaro
E69 | E69-2 | EGA | LBS | 2016 | Kramat Jati
PL126 | SB-2010-W44-4-0084 | SCHNEIDER RM6 | PB | 2010 | Pondok Kopi
PL126 | SB-2010-W44-2-0054 | SCHNEIDER RM6 | LBS | 2010 | Pondok Kopi
KD62 | 21921/066/09/01/E6 | GAE | LBS | 2009 | Pondok Kopi
BT216 | BT216 | SCHNEIDER | LBS |  | Bintaro
CP9 | CP9 | GAE | PB |  | Bintaro
KG428 | 278013.BL | SCHNEIDER SM6 | LBS MOTORIZE | 2013 | Tanjung Priok
MB19N | MB 19N-01 | SCHNEIDER SM-6 | LBS 1 RC | 2017 | Bandengan
BT179 | BT179 | SCHNEIDER | PB |  | Bintaro
MB66 | mb 66-02 | GAE VEI | LBS 2 |  | Bandengan
MB66 | mb 66-03 | GAE VEI | PB |  | Bandengan
BT50 | BT50 | MG SM6 | LBS |  | Bintaro
CD35A | CD35A | FLUOKIT M | LBS |  | Bintaro
CD35A | CD35A | KIT 25 | PB |  | Bintaro
CD35 | CD35 | ABB | LBS |  | Bintaro
CD29C | CD29C | ABB | LBS |  | Bintaro
CD29D | CD29D | ABB | PB |  | Bintaro
CD36 | CD36 | F & G | LBS |  | Bintaro
CP19B | . | FLUOMATIC | LBS |  | Ciputat
TD366 | TD 366 | SCHNEIDER | LBS-2 |  | Lenteng Agung
B240 | B 240-01 | SCHNEIDER | LBS |  | Bandengan
DK6 | 0310.17.213 | EGA | LBS | 2017 | Bintaro
CD310 | CD310 | EGA | LBS |  | Bintaro
DT92 | DT 92 | EGA | LBS-1 |  | Lenteng Agung
GH0158 | GH 158 | FLUOKIT M C410 | LBS-4 |  | Lenteng Agung
RG56 | CI-2019-W48-1-0021 | SCHNEIDER | LBS-2 | 2019 | Lenteng Agung
RG41 | RG 41 | EGA | PB-1 |  | Lenteng Agung
E334 | E334_041415212 | EGA | LBS | 2006 | Kramat Jati
PM148N | PM 148N | FLUOKIT M C410 | LBS-1 |  | Lenteng Agung
PM148N | PM 148N | FLUOKIT M BIRU | LBS-2 |  | Lenteng Agung
RG159 | RG 159 | ABB SAFEPLUS | PB-1 |  | Lenteng Agung
B260 | B260-LBS1 | SCHNEIDER | LBS |  | Bandengan
RG149 | RG 149 -1 | GAE | LBS-1 |  | Lenteng Agung
RG149 | RG 149 - 2 | GAE | LBS-2 |  | Lenteng Agung
SP193 | SP 193 - LBS | SCHNEIDER | LBS |  | Kebon Jeruk
B260 | B260-PB2 | EGA | PB |  | Bandengan
MK336 | 23616/102/11/02/E6 | GAE | PB |  | Bandengan
RG165 | 27618/021/12/01/E6 | GAE MR | LBS-1 |  | Lenteng Agung
SP227 | SP 227 - PB2 | MG | PB |  | Kebon Jeruk
MK348 | C12018 W39-6-0004 | SCHNEIDER | LBS |  | Bandengan
MK348 | 1811405 | EGA | PB |  | Bandengan
MK471 | 414 | MG VERCORS 6 | LBS |  | Bandengan
PLLB | 3081 | UNINDO | PB | 2007 | Bandengan
MK464 | SM0930063CI | SCHNEIDER SM6 | LBS |  | Bandengan
MK464 | SM0927024CI | SCHNEIDER SM6 | PB |  | Bandengan
MK463 | SM0930064CI | SCHNEIDER SM6 | LBS |  | Bandengan
MK463 | SM0927018CI | SCHNEIDER SM6 | LBS |  | Bandengan
AB262P | AB 262P-02 | SCHNEIDER | LBS |  | Bandengan
RG138P | RG 138P | EGA | LBS-2 |  | Lenteng Agung
MB60 | MB 60-03 | SIEMENS | PB |  | Bandengan
CD191 | CD191 | SCHNEIDER | LBS |  | Bintaro
CD191 | CD191 | CONTAC PLASMA | LBS |  | Bintaro
CD182 | CD182 | FLOUKIT M C10 | LBS |  | Bintaro
RG13 | RG 13 | SCHNEIDER | LBS-2 |  | Lenteng Agung
CD182 | CD182 | FLOUKIT M C10 | LBS |  | Bintaro
PGL10 | 25341/083/11/01/E6 | GAE | LBS | 2011 | Pondok Kopi
DB29 | DB 29 - PB | MERLIN GERIN SM6 | LBS |  | Bandengan
DB29 | CI2019 W21-5-0025 | SCHNEIDER | PB |  | Bandengan
B13 | CI-2018-W43-2-0038 | SCHNEIDER SM6 | LBS 1 | 2018 | Bandengan
DB74 | DB 74 - LBS 2 | SIEMENS | LBS |  | Bandengan
AB96 | AB 96-02 | EGA | LBS 2 |  | Bandengan
DB37 | 773005052683-0206 | SIEMENS | PB |  | Bandengan
DB37 | 773005052683-0169 | SIEMENS | LBS |  | Bandengan
DB37 | 773005063339-0175 | SIEMENS | PB |  | Bandengan
B14 | B 14-01 | EGA | LBS 1 |  | Bandengan
B14 | B 14-03 | EGA | LBS 3 |  | Bandengan
CP37A | - | ABB | LBS |  | Ciputat
CP37A | - | ABB | LBS |  | Ciputat
JS202 | ANIS101 | EGA | LBS |  | Pondok Gede
CP37 | - | GAE | LBS |  | Ciputat
CP37 | - | GAE | PB |  | Ciputat
JS23 | ANIS111 | ABB | PB |  | Pondok Gede
JS23 | ANIS113 | ABB | LBS |  | Pondok Gede
KDR173 | 980-13BL | EGA | PB | 2013 | Cengkareng
GH0024 | - | MG VERCORS | LBS |  | Tanjung Priok
PK286 | 9346423 | MG VERCORS | LBS |  | Tanjung Priok
AB197 | AB 197-01 | SCHNEIDER | PGC |  | Bandengan
B43D | 23588/ 2011 | GAE | LBS 1 |  | Bandengan
DT30 | DT 30 | SCHNEIDER | KOPEL |  | Lenteng Agung
RG99 | RG 99 | FLUOKIT M MERAH | CBOG-1 |  | Lenteng Agung
AB196 | AB 196-02 | GAE | LBS |  | Bandengan
DB4 | SM 0151241 | SCHNEIDER | PB |  | Bandengan
AB196 | AB 196-04 | SCHNEIDER | PGC |  | Bandengan
PM109 | PM 109 | SIEMENS | LBS-1 |  | Lenteng Agung
PM111 | PM 111 | EGA | LBS-3 |  | Lenteng Agung
PM121B | PM 121B | FLUOKIT M | PB-1 |  | Lenteng Agung
PM227 | PM 227 | MG SM 6 | PGDB-1 |  | Lenteng Agung
KD117 | 0544.17.212 | EGA | LBS | 2017 | Pondok Kopi
KD117 | 0174.17.213 | EGA | LBS | 2017 | Pondok Kopi
KD214 | 11998 | FLOUKIT M | LBS |  | Pondok Kopi
KD108 | 0789.15.209 | EGA | LBS |  | Pondok Kopi
PL185 | 2889.13.BL | EGA | LBS | 2013 | Pondok Kopi
GD151 | 821213 | EGA | LBS | 2021 | Ciracas
SP58T | 0(SP 58T) | EGA | PB |  | Kebon Jeruk
TD147 | . | ABB | LBS |  | Ciputat
KD25A | 8805 | FLUOKIT M | LBS | 1997 | Pondok Kopi
KD25A | 1224 | UNINDO | PBTRAFO | 1996 | Pondok Kopi
BK95 | - | EGA | CBOM |  | Marunda
BK151 | - | SCHNEIDER SM6 | LBS |  | Marunda
BK151 | - | SCHNEIDER SM6 | LBS |  | Marunda
KJ83 | 0(KJ 83) | SCHNEIDER | LBS |  | Kebon Jeruk
SP37 | 0(SP 37) | SCHNEIDER | LBS |  | Kebon Jeruk
BK101 | 157213BL | EGA | PB | 2013 | Marunda
KD27A | 121207 | ABB UNISWICH MTR | LBS | 2012 | Pondok Kopi
PM227 | PM 227 | MG SM 6 | PT-1 |  | Lenteng Agung
MK167 | MK 167-01 | ORMAZABAL | LBS 1 |  | Bandengan
B63B | B 63B-03 | MERLIN GERIN | PB 1 |  | Bandengan
RG174 | RG 174 | GAE GLSM | PGDB-1 |  | Lenteng Agung
RG173 | RG 173 | EGA | PB-1 |  | Lenteng Agung
PM244 | T73005442827-0033 | SIEMENS | CBO | 2017 | Lenteng Agung
PM252 | PM 252 | SCHENEIDER | CBOG-1 |  | Lenteng Agung
E7B | E7B-PB | SCHNEIDER | PB | 2015 | Kramat Jati
E7B | E7B-KOSONG | SCHNEIDER | LBS (MOTORIZE) | 2015 | Kramat Jati
RG15 | RG 15 | SIEMENS | LBS-2 |  | Lenteng Agung
MB36 | MB 36-04 | MG VERCORS 6 | PT |  | Bandengan
MB36 | MB 36-05 | MG VERCORS 6 | PB |  | Bandengan
KJ402 | KJ402 - 1537.17.214 | EGA | PB TRAFO | 2017 | Kebon Jeruk
CK5 | 1543.17.213 | EGA | LBS | 2017 | Marunda
TP1 | TP 1 - PB2 | SCHNEIDER SM6 | PB 1 |  | Cempaka Putih
PLKL2 | - | SCHNEIDER | LBS | 2015 | Bandengan
MK412 | 2036/04 | CONTACT PLASMA | PB | 2004 | Bandengan
MK412 | 60694/07 | CONTACT PLASMA | PGC | 2007 | Bandengan
DB70 | W20.1.0055 | SCHNEIDER | LBS |  | Bandengan
DB83 | CV 065140/014 | SIEMENS | LBS |  | Bandengan
DB83 | CV 065140/014 | SIEMENS | LBS |  | Bandengan
CP436 | 2692 | EGA | LBS | 2013 | Ciputat
CP439 | 2700 | EGA | LBS | 2013 | Ciputat
KG425 | 1854.13 BL | GAE | LBS MOTORIZE | 2013 | Tanjung Priok
CP134 | - | F & G | RMU |  | Ciputat
KDR157 | 1080.13.BF | EGA | PB | 2013 | Cengkareng
A90 | A 90-04 | FLUKIT-M | PB |  | Bandengan
CP177 | - | UNINDO | LBS |  | Ciputat
CP177 | - | UNINDO | LBS |  | Ciputat
CP177 | - | UNINDO | PB 1 |  | Ciputat
CP18 | - | UNINDO | LBS |  | Ciputat
DB101 | DB 101-131639 | ABB UNISWITCH CBC | PGC | 2013 | Bandengan
DB101 | DB 101-131565 | ABB UNISWITCH SDC | LBS | 2013 | Bandengan
DB101 | DB 101-131574 | ABB UNISWITCH SDC | LBS | 2013 | Bandengan
BT36 | BT36 | SIEMEN | PB |  | Bintaro
KJ333 | 13-1587 | SCHNEIDER | LBS Motorized | 2013 | Kebon Jeruk
BT90 | BT90 | FLUKIT M | LBS |  | Bintaro
B215 | 1019.174.214 | EGA | LBS MANUAL | 2017 | Bandengan
B215 | CI-2017.W21.5.0017 | SCHNEIDER SM6 | CBO RC | 2017 | Bandengan
B215 | 0604.17.212 | EGA | PB | 2017 | Bandengan
RM8 | RM 8 | EGA | PB | 2017 | Cempaka Putih
CN89 | 23714209 | EGA | LBS | 2014 | Ciputat
MK174 | MK 174-02 | EGA | LBS MOTORIZED |  | Bandengan
E20 | W950019 | SCHNEIDER | LBS (MOTORIZE) | 2019 | Kramat Jati
E20 | E20B-3974 | GAE | CBOM | 2013 | Kramat Jati
KD135 | SM0100216 | MG SM6 | LBS |  | Pondok Kopi
KD126 | CI-2019-W29-1-0008 | SCHNEIDER | PB |  | Pondok Kopi
E105P | E 105 P-501670294 | ABB SAFE PLUS | LBS | 2016 | Kramat Jati
E105A | E105A-1701279 | EGA | PB | 2017 | Kramat Jati
E47A | 131415215 | EGA | PB TRAFO | 2015 | Kramat Jati
K290 | LX35.4.00022 | SCHNEIDER | PMT | 2013 | Menteng
PK41B | - | EGA | LBS |  | Tanjung Priok
PK41B | - | EGA | LBS |  | Tanjung Priok
PK41B | - | SCHNEIDER SM6 | PB TRAFO |  | Tanjung Priok
B142 | 1708537 | EGA | LBS |  | Bandengan
E47 | E47-1610367 | EGA | LBS (MOTORIZE) | 2016 | Kramat Jati
B68E | B 68E-01 | SCHNEIDER SM6 | LBS MANUAL |  | Bandengan
B68E | B 68E-02 | EGA | LBS MOTORIZED |  | Bandengan
B68E | CI-2019-W40.01.0011 | SCHNEIDER SM6 | PB | 2019 | Bandengan
B176 | 1033.19.213/2019 | EGA | LBS MOTORIZED | 2019 | Bandengan
MP136 | MP 136 | SCHNEIDER | LBS |  | Bulungan
B176 | 0121.19.212/2019 | EGA | LBS MANUAL | 2019 | Bandengan
MP136 | MP 136 | SCHNEIDER | LBS |  | Bulungan
B176 | 0345.19.214/2019 | EGA | PB2 | 2019 | Bandengan
B66A | B 66A-03 | EGA | PB1 |  | Bandengan
B66A | B 66A-04 | EGA | PB2 |  | Bandengan
B173 | B 173-01 | FLOUMATIC | LBS |  | Bandengan
B173 | B 173-02 | FLOUMATIC | LBS |  | Bandengan
B173 | B 173-03 | FLOUMATIC | PB |  | Bandengan
B186 | B186-PB1 | EGA | PB 1 |  | Bandengan
B186 | B186-PB2 | EGA | PB 2 |  | Bandengan
PS177P | PS 177P-50041166017011.06 | ABB SAFEPLUS | PMT |  | Cempaka Putih
BT175 | BT175 | FLUOKIT M | LBS |  | Bintaro
BT175 | BT175 | FLUOKIT M | LBS |  | Bintaro
BT175 | BT175 | SCHNEIDER | PB |  | Bintaro
PM291 | 1422-20 | ULUSOY | CBOG-1 |  | Lenteng Agung
RG112 | RG 112 | SCHNEIDER | CBOG-1 |  | Lenteng Agung
PG63 | 0253.21.213 | EGA | LBS | 2021 | Pondok Kopi
CP158 | CP158 | F & G | LBS |  | Bintaro
RG109 | RG 109 | MERLIN GERIN | PGDB-1 |  | Lenteng Agung
PG402 | 803595 | SCHNEIDER (SM 6) | PB |  | Pondok Kopi
CD42B | CD42B | KIT 27,2 | PB |  | Bintaro
PM301 | PM 301 | FLUOKIT M | B1-1 |  | Lenteng Agung
MKS5 | MKS5-1 | SCHNEIDER | CBOG | 2003 | Kramat Jati
MKS5 | MKS5-2 | SCHNEIDER | LBS | 2014 | Kramat Jati
PM301 | PM 301 | SCHENEIDER | CBOG-1 |  | Lenteng Agung
MKS5 | MKS5-3 | SCHNEIDER | LBS | 2014 | Kramat Jati
MKS5 | MKS5-4 | SCHNEIDER | PGDB | 2014 | Kramat Jati
MKS5 | MKS5-5 | SCHNEIDER | PGDB | 2014 | Kramat Jati
PG242 | SM1124229CI | SCHNEIDER | LBS | 2004 | Pondok Kopi
PM94 | PM 94 | SCHENEIDER | LBS-2 |  | Lenteng Agung
PG242 | 2042/04 | CONTACTPLASMA | PB TRAFO | 2004 | Pondok Kopi
PD37 | PD37-1 | SIEMENS | LBS | 2017 | Kramat Jati
E103S | 0110.15.211 | EGA | LBS | 2015 | Pondok Kopi
E103S | 0258.15.209 | EGA | LBS | 2015 | Pondok Kopi
E103S | 0182.15.209 | EGA | PB TRAFO | 2015 | Pondok Kopi
CP66B | CP66B | FLUOKIT M | LBS |  | Bintaro
E375 | E375-1 | SCHNEIDER | LBS | 2011 | Kramat Jati
PM9 | PM 9 | MERLIN GERLIN | PB-1 |  | Lenteng Agung
E375 | E375-2 | SCHNEIDER | LBS | 2011 | Kramat Jati
CP66B | CP66B | FLUOKIT M | LBS |  | Bintaro
MB78 | MB 78-01 | SCHNEIDER SM-6 | LBS MOTORIZED | 2017 | Bandengan
MB86 | MB 86-01 | EGA | LBS |  | Bandengan
PM89 | PM 89 | SCHENEIDER | LBS-1 |  | Lenteng Agung
MB86 | MB 86-02 | EGA | LBS |  | Bandengan
PM315 | PM 315 | SIEMENS | PGDB-1 |  | Lenteng Agung
BK122 | 1947 | FLUOKIT.M | PT | 1996 | Marunda
MB64 | MB 64-01 | FLOUKIT M | LBS |  | Bandengan
BK122 | 423 | FLUOKIT.M | PGDB | 1996 | Marunda
MB64 | MB 64-03 | FLOUKIT M | PB |  | Bandengan
E197 | 40815 | EGA | LBS | 2015 | Kramat Jati
T348P | W54-5-1405 | Schneider | LBS | 2019 | Menteng
MK369 | MK 369 - LBS | FLOUKIT M | LBS 1 |  | Bandengan
MK369 | MK 369 - LBS 2 | FLOUKIT M | LBS 2 |  | Bandengan
E207 | 1366.13.BL | EGA | LBS | 2013 | Pondok Gede
TD126A | . | FLUOKIT M | PT |  | Ciputat
PG333 | S 9503347 | MERLIN GERIN SM6 | PB |  | Pondok Kopi
BT164 | BT164 | ORMJBL | PB |  | Bintaro
BT31 | BT31 | ABB | PB |  | Bintaro
TD196 | TD196 | SIEMEN | PB |  | Bintaro
BT230 | BT230 | FLUOKIT | LBS |  | Bintaro
BT230 | BT230 | FLUOKIT | LBS |  | Bintaro
BT89P | BT89P | GAE | LBS |  | Bintaro
BT231 | BT231 | FLUOKIT | LBS |  | Bintaro
BT232 | BT232 | FLUOKIT | PB |  | Bintaro
BT240 | BT240 | ABB | PB |  | Bintaro
JW58 | 2843.13 BL | EGA | LBS | 2013 | Pondok Gede
JW58 | 1380.13 BF | EGA | PB | 2013 | Pondok Gede
B231 | B 231-04 | EGA | LBS |  | Bandengan
BT260 | BT260 | EGA | PB |  | Bintaro
CD29B | CD29B | KIT 27.2 | LBS |  | Bintaro
CD29B | CD29B | KIT 27.2 | PB |  | Bintaro
GH0158 | GH 158 | FLUOKIT M MOTORIS | LBS-9 |  | Lenteng Agung
MB72 | MB 72-01 | AREVA | LBS |  | Bandengan
RG56 | CI-2019-W48-2-0038 | SCHNEIDER | LBS-1 | 2019 | Lenteng Agung
GH0158 | GH 158 | FLUOKIT M MOTORIS | LBS-15 |  | Lenteng Agung
MB72 | MB 72-05 | AREVA | B1 |  | Bandengan
GH0158 | GH 158 | FLUOKIT M MOTORIS | LBS-18 |  | Lenteng Agung
RG55 | RG 55 | SCHNEIDER | LBS-1 |  | Lenteng Agung
B12A | 0218.19.214/2019 | EGA | PB1 | 2019 | Bandengan
CD12P | CD12P | ABB | LBS |  | Bintaro
CD12P | CD12P | ABB | PB |  | Bintaro
D65N | D 65N-02 | MG VERCORS 6 | LBS |  | Bandengan
D65N | D 65N-03 | MG VERCORS 6 | PB |  | Bandengan
B67NEW | B 67NEW-03 | FLOUKIT M | PB |  | Bandengan
B44BIS | B 44BIS-01 | FLUOKIT M24 | LBS |  | Bandengan
TT28 | 3422 | FLUOKIT M | LBS |  | Menteng
TT28 | 3426 | FLUOKIT M | LBS |  | Menteng
B42C | B 42C-01 | FLOUKIT M | LBS |  | Bandengan
B42C | B 42C-03 | FLOUKIT M | PB1 |  | Bandengan
B25TER | 0096.19.212/2019 | EGA | LBS MANUAL | 2019 | Bandengan
B25TER | 0100.19.214/2019 | EGA | PB2 | 2019 | Bandengan
B5D | B 5D-02 | SIEMENS | LBS |  | Bandengan
B5D | B 5D-03 | SIEMENS | PB |  | Bandengan
CD329 | CD329 | EGA | PB |  | Bintaro
CD5 | CD5 | FLUOMATIC | PB |  | Bintaro
MK447 | CI 2017-W35-4-0053 | SCHNEIDER | LBS |  | Bandengan
MK447 | - | SCHNEIDER | LBS |  | Bandengan
CD68 | CD68 | ABB | LBS |  | Bintaro
CD68 | CD68 | ABB | PB |  | Bintaro
BT16 | BT16 | ABB | LBS |  | Bintaro
BT16 | BT16 | ABB | LBS |  | Bintaro
KL117 | KL117 | SIEMENS ( RMU ) | LBS |  | Bintaro
KL117 | KL117 | SIEMENS ( RMU ) | LBS |  | Bintaro
KL117 | KL117 | SIEMENS ( RMU ) | PB |  | Bintaro
CD60 | CD60 | KIT 27,2 | LBS |  | Bintaro
CD206 | CD206 | ORMAZABAL | LBS |  | Bintaro
CD60 | CD60 | KIT C25 | LBS |  | Bintaro
CD206 | CD206 | ORMAZABAL | PB |  | Bintaro
PLPG | 14014 | UNINDO | LBS | 2011 | Bandengan
PLTB | 7896923EN | SCHNEIDER | LBS | 2007 | Bandengan
K85B | K 85B - PB2 KITT 25 | FLUKIT M | PB 2 |  | Cempaka Putih
PL172 | 2729.13BL | EGA | LBS | 2013 | Pondok Kopi
PL172 | 2852.13BL | EGA | LBS | 2013 | Pondok Kopi
PL172 | 1349-13BF | EGA | PB | 2013 | Pondok Kopi
PGL25 | 1779-13BL | EGA | LBS | 2013 | Pondok Kopi
KB574 | 0 | EGA | LBS MOTORIZE |  | Bulungan
KB574 | 0 | MG SM6 | PB |  | Bulungan
PGL25 | 1778-13BL | EGA | LBS | 2013 | Pondok Kopi
PGL25 | 958-13BF | EGA | PB | 2013 | Pondok Kopi
MK441 | 20656/141/06/01/E6 | EGA | LBS |  | Bandengan
MK70 | RMU 1993/98 | ORMAZABAL | PB |  | Bandengan
KL64 | KL64 | SCHNEIDER | LBS |  | Bintaro
TD113 | 0355.15.214 | EGA | PB | 2015 | Ciputat
TD113 | CI-2015-W36-4-0008 | SCHNEIDER | LBS | 2015 | Ciputat
TD113 | CI-2015-W23-2-0046 | SCHNEIDER | LBS | 2015 | Ciputat
TD113 | . | SCHNEIDER | CBOG |  | Ciputat
TD136 | . | FLOUMATIC | PGC |  | Ciputat
TD136 | . | FLOUMATIC | PB |  | Ciputat
TD147 | . | ABB | LBS |  | Ciputat
TD147 | . | ABB | PB |  | Ciputat
SP13 | 0(SP 13) | MG | LBS |  | Kebon Jeruk
SP107 | 0(SP 107) | EGA | PB2 |  | Kebon Jeruk
MB85 | MB 85-02 | MG SM 6 | LBS 2 |  | Bandengan
E48 | 27615214 | EGA | PB | 2015 | Kramat Jati
PS177P | 62271-206 | ABB SAFEPLUS | PB |  | Cempaka Putih
E397 | E397-1 | EGA | LBS (MOTORIZE) | 2013 | Kramat Jati
E397 | E397-2 | EGA | LBS (MOTORIZE) | 2013 | Kramat Jati
TP2 | TP 2 | GAE | PMT |  | Cempaka Putih
TP2 | TP 2 | GAE | PB |  | Cempaka Putih
KJ210 | 0(KJ 210) | GAE | LBS |  | Kebon Jeruk
KG323 | - | EGA | LBS |  | Tanjung Priok
KJ161P | KJ161P-PB | SIEMENS | PB 1 |  | Kebon Jeruk
KG60N | - | GAE | LBS |  | Tanjung Priok
SD16 | - | EGA | LBS |  | Tanjung Priok
SD49 | - | MG VERCORS | PGDB |  | Tanjung Priok
KDR154 | 2019CSF61150 | ORMAZABAL | PB | 2019 | Cengkareng
KG400 | 4046 | FLUOKIT M 24+ | PB 1 |  | Tanjung Priok
PK167 | PK167-2 | MG VERCORS | LBS |  | Tanjung Priok
MK67 | 123456 | FLUOKIT M24 | LBS |  | Bandengan
KG76N | 21645/128/09/03/E6 | GAE | PB |  | Tanjung Priok
JR85 | 500411660/6021-25 | ABB | PB |  | Ciracas
PK84 | - | SM6 | LBS |  | Tanjung Priok
PK84 | - | SM6 | PB TRAFO |  | Tanjung Priok
CN45 | - | UNINDO | LBS |  | Ciputat
CN51 | - | ABB | LBS |  | Ciputat
CKG101 | 1090.13BF | EGA | PB | 2013 | Cengkareng
CP429 | 1307 | EGA | PB | 2013 | Ciputat
GD335P | SMI122148C1 | SCHENEIDER | LBS | 2011 | Ciracas
GD335P | 25011/105/11/02/E6 | GAE | PB | 2011 | Ciracas
AB250P | AB 250P-01 | SCHNEIDER RM6 | LBS |  | Bandengan
AB250P | AB 250P-03 | SCHNEIDER RM6 | PB |  | Bandengan
PM75 | PM 75 | SCHNEIDER | LBS-2 |  | Lenteng Agung
BK81 | 5824 | FLUOKIT M | LBS | 1996 | Marunda
PG335 | S 9502617 | MERLIN GERLIN | PB |  | Pondok Kopi
PGL17 | 24510/104/04/11/01/E6 | GAE | LBS | 2011 | Pondok Kopi
AB42 | AB 42-02 | F&G | LBS |  | Bandengan
AB42 | AB 42-03 | F&G | PB |  | Bandengan
AB42 | AB 42-04 | F&G | PB |  | Bandengan
PM72 | PM 72 | SCHENEIDER | PB-1 |  | Lenteng Agung
PM69 | 0955.18.216 | EGA | PB-2 | 2018 | Lenteng Agung
KG376 | RC-084.09.13 | KIT 27.2 | LBS |  | Tanjung Priok
KG376 | RC-085.09.13 | KIT 27.2 | PB |  | Tanjung Priok
PGL17 | 25015/105/11/02/E6 | GAE | PB | 2011 | Pondok Kopi
PM58A | PM 58A | SCHENEIDER | PB-1 |  | Lenteng Agung
PG404 | SM 0927057 C1 | SCHNEIDER | LBS |  | Pondok Kopi
PM58 | PM 58 | SIEMENS | PB-1 |  | Lenteng Agung
PM57A | PM 57A | SCHENEIDER | PB-1 |  | Lenteng Agung
PG248 | 223PJ/611DISJAYA/09 | GAE | LBS | 2009 | Pondok Kopi
KD65 | 1131.13.213 | EGA | LBS | 2015 | Pondok Kopi
PM344P | PM 344P | GAE | LBS-1 |  | Lenteng Agung
PM343 | 20549/098/06/03/E6 | GAE | CBOG-1 | 2006 | Lenteng Agung
PM322 | PM 322 | FLUOKIT M | CBOG-1 |  | Lenteng Agung
PM323 | 11237 | FLUOKIT M | LBS-3 | 2008 | Lenteng Agung
PM323 | 11225 | FLUOKIT M | KOPEL | 2008 | Lenteng Agung
PM324 | PM 324 | SCHNEIDER SM6 | CBOG-1 |  | Lenteng Agung
PM342 | PM 342 | GAE | PB-1 |  | Lenteng Agung
PM341 | PM 341 | SCHNEIDER | LBS-1 |  | Lenteng Agung
PL29 | 500411660/50011-13 | ABB | LBS | 2011 | Pondok Kopi
PM329 | PM 329 | SCHNEIDER | CBOG 1 |  | Lenteng Agung
PL29 | 500411660/50011-17 | ABB | LBS | 2011 | Pondok Kopi
PL33 | SM 0940041CI | SCNIEDER | LBS | 2009 | Pondok Kopi
PM331 | PM 331 | SCHENEDER | CBOG-1 |  | Lenteng Agung
DT65 | DT 65 | SCHNEIDER | PB-1 |  | Lenteng Agung
PM333 | PM 333 | GAE | PGDB-1 |  | Lenteng Agung
PM334 | CI-2016-W32-6-0023 | SCHENEIDER | LBS-1 | 2016 | Lenteng Agung
PGL29 | 0211.15.209 | EGA | LBS | 2015 | Pondok Kopi
PGL29 | 0195.15.209 | EGA | LBS | 2015 | Pondok Kopi
PB40 | 26955/075/12/01/EG | GAE | LBS | 2012 | Pondok Kopi
PM338 | PM 338 | SCHENEIDER | PB-1 |  | Lenteng Agung
AB83 | AB 83-01 | KIT 27,2 | LBS |  | Bandengan
KG118 | - | EGA | PGC |  | Tanjung Priok
TD22 | . | GAE | LBS |  | Ciputat
TD22 | . | UNINDO | LBS |  | Ciputat
BT91 | BT91 | MG SM6 | LBS |  | Bintaro
CD199 | CD199 | VEI | LBS |  | Bintaro
CD199 | CD199 | VEI | LBS |  | Bintaro
CD41A | CD41A | ABB | LBS |  | Bintaro
CD41A | CD41A | ABB | PB |  | Bintaro
CD41J | CD41J | SIEMEN | LBS |  | Bintaro
BT95 | BT95 | MG | PB |  | Bintaro
KD52N | 0906.16.212 | EGA | LBS | 2016 | Pondok Kopi
KD29N | 29104/006/13/02/E6 | GAE | PB | 2013 | Pondok Kopi
KD29N | 29102/006/13/02/E6 | GNE | PB | 2013 | Pondok Kopi
KD51 | Cl-2018-W32-1-0046 | SCHNEIDER | LBS | 2018 | Pondok Kopi
KD54A | 0988.16.216 | EGA | CBOM | 2016 | Pondok Kopi
KD37AS | SM0929056CI | SCHNEIDER RM6 | LBS |  | Pondok Kopi
CD58P | CD58P | SIEMENS | LBS |  | Bintaro
KD37AS | SM0803743 | SCHNEIDER RM6 | PB |  | Pondok Kopi
KD54A | 13 | ABB | PB | 2012 | Pondok Kopi
BT18 | BT18 | ABB | LBS |  | Bintaro
KD31A | CI-2015-W11-2-0026 | SCHNEIDER | CBOG | 2019 | Pondok Kopi
BT18 | BT18 | ABB | LBS |  | Bintaro
KD31A | CI-2019-W26-3-0030 | SCHNEIDER | PB | 2019 | Pondok Kopi
KD48N | 2886.17.213 | EGA | LBS | 2017 | Pondok Kopi
KD33 | 8825 | UNINDO | LBS | 2003 | Pondok Kopi
BT300 | BT300 | EGA | LBS |  | Bintaro
BT300 | BT300 | EGA | PB |  | Bintaro
BT14 | BT14 | FLUKIT M | LBS |  | Bintaro
BT14 | BT14 | FLUKIT M | LBS |  | Bintaro
BT14 | BT14 | FLUKIT M | PB |  | Bintaro
BT43 | BT43 | M G (RMU) | LBS |  | Bintaro
KD38N | CI-2018-W10-4-0054 | SCHNEIDER SM6 | PB | 2018 | Pondok Kopi
KD38N | CI-2016-W26-6-0009 | SCHNEIDER SM6 | CBOG | 2016 | Pondok Kopi
BT218 | BT218 | GAE | LBS |  | Bintaro
RM38 | RM 38 | ABB | PB |  | Cempaka Putih
BT279 | BT279 | EGA | LBS |  | Bintaro
BT279 | BT279 | SCHNEIDER | LBS |  | Bintaro
BT122 | BT122 | FLUOKIT M | LBS |  | Bintaro
BT277 | BT277 | EGA | LBS |  | Bintaro
BT277 | BT277 | EGA | LBS |  | Bintaro
E148 | 1705866 | EGA | LBS (MOTORIZE) | 2017 | Kramat Jati
BT113 | BT113 | FLUOKIT M | LBS |  | Bintaro
BT113 | BT113 | FLUOKIT M | LBS |  | Bintaro
BT173 | BT173 | GAE | LBS |  | Bintaro
BT173 | BT173 | EGA | PB |  | Bintaro
E37A | 119517213 | EGA | LBS (MOTORIZE) | 2017 | Kramat Jati
E37A | 84217214 | EGA | PB TRAFO | 2017 | Kramat Jati
KD52A | 502488616/2001-014 | ABB SAFEPLUS | LBS |  | Pondok Kopi
KD52A | 502488616/3001-007 | ABB SAFEPLUS | PB |  | Pondok Kopi
KD52N | 1811.16.213 | EGA | LBS | 2016 | Pondok Kopi
KD52N | 0452.16.214 | EGA | PB | 2016 | Pondok Kopi
KD53A | 1809.17.213 | EGA | LBS | 2017 | Pondok Kopi
KD55 | CI-2017-W06-5-0002 | SCHNEIDER | LBS |  | Pondok Kopi
KD57A | CI-2017-W19-4-0032 | SCHNEIDER SM6 | LBS | 2017 | Pondok Kopi
PK218 | SM9606640 | SM 6 | B 1 |  | Tanjung Priok
PK223 | 94054193 | MG V 6 | B 1 |  | Tanjung Priok
CN60 | - | FLUOKIT M | PB |  | Ciputat
CN61 | - | SCHNEIDER | LBS |  | Ciputat
CN94 | C1.2014-W36-3-0031 | SCHENEIDER | LBS | 2014 | Ciputat
CN40 | - | FLUOKIT M | LBS |  | Ciputat
PS161P | 24925/105/11/01/E6 | DRAIN VALVE | PMT | 2011 | Cempaka Putih
PS159 | PS 159 - PB | SCHNEIDER SM6 | PB 1 |  | Cempaka Putih
PB46 | 20012047690004 | ABB SAFEPLUS | LBS | 2003 | Pondok Kopi
MK147 | - | ORMAZABAL | PB 1 |  | Bandengan
MK147 | - | ORMAZABAL | LBS 1 |  | Bandengan
PL181 | 0255.21.213 | EGA | LBS | 2021 | Pondok Kopi
PL181 | 0242.21.213 | EGA | TRAFO | 2021 | Pondok Kopi
SP169 | 0(SP 169) | ABB | LBS |  | Kebon Jeruk
SP254 | 0(SP 254) | MG | RMU |  | Kebon Jeruk
PS53 | PS 53 - PS 59 | ABB | PMT |  | Cempaka Putih
PS45 | PS 45 - PS 38 | EGA | PMT | 2011 | Cempaka Putih
PS14 | PS 14 - GI P. MAS | SCHNEIDER SM6 | PMT |  | Cempaka Putih
KJ69 | 0(kj 69) | SCHNEIDER | LBS |  | Kebon Jeruk
KJ69 | 0(kj 69) | SCHNEIDER | PB |  | Kebon Jeruk
KJ169P | 0(KJ 169P) | ABB | LBS |  | Kebon Jeruk
PG170 | PG 170 | EGA | PB | 2017 | Cempaka Putih
PG171 | PG 171 | KIT 25 | PMT |  | Cempaka Putih
PG172 | PG 172 | KIT 25 | PMT |  | Cempaka Putih
RM51 | RM 51 | KITM | PMT |  | Cempaka Putih
PG183 | PG 183 | MG | LBS |  | Cempaka Putih
PG173 | PG 173 | EGA | PMT |  | Cempaka Putih
PG174 | PG 174 | SM6 | PMT |  | Cempaka Putih
PG182 | PG 182 | KIT 25 | KOPEL |  | Cempaka Putih
PG182 | PG 182 | KIT 25 | LBS |  | Cempaka Putih
PG176 | PG 176 | MG | LBS |  | Cempaka Putih
PG177 | PG 177 | EGA | PMS |  | Cempaka Putih
PG178 | PG 178 | SM 6 | PMT |  | Cempaka Putih
PG179 | PG 179 | SM 6 | LBS |  | Cempaka Putih
PG179 | PG 179 | EGA | PGC |  | Cempaka Putih
PG180 | PG 180 | SCHNEIDER | PB | 2018 | Cempaka Putih
PG167 | PG 167 | EGA | LBS | 2017 | Cempaka Putih
PG131 | PG 131 | FLUOMATIC | PMT |  | Cempaka Putih
PG165 | PG 165 | FLUMATIC | PMT |  | Cempaka Putih
PG164 | PG 164 | SM 6 | ERASTER |  | Cempaka Putih
PG163 | PG 163 | SM 6 | PMT |  | Cempaka Putih
PG155 | PG 155 | SM6 | PMT |  | Cempaka Putih
PG133A | PG 133A | SM 6 | PMT |  | Cempaka Putih
PG154 | PG 154 | GAE | PMT |  | Cempaka Putih
PG153 | PG 153 | SM 6 | CBOG |  | Cempaka Putih
PG152 | PG 152 | EGA | PB | 2019 | Cempaka Putih
PG151 | PG 151 | KIT 25 | PMT |  | Cempaka Putih
PG144 | PG 144 | EGA | LBS |  | Cempaka Putih
PG148 | PG 148 | SM 6 | LBS |  | Cempaka Putih
PG145 | PG 145 | SM 6 | PMT |  | Cempaka Putih
K18B | K 18B | SCHNEIDER SM6 | PMT |  | Cempaka Putih
PGL12 | 19841 | GAE | LBS | 2005 | Pondok Kopi
PGL12 | 25416 | GAE | LBS | 2011 | Pondok Kopi
KD59T | 5938 | UNINDO | LBS |  | Pondok Kopi
CD53 | CD53 | SCHNEIDER | LBS |  | Bintaro
KD62 | 21957/066/09/01/E6 | GAE | LBS | 2009 | Pondok Kopi
CD53 | CD53 | SCHNEIDER | PB |  | Bintaro
KD62 | 21970/066/09/02/E6 | GAE | PB | 2009 | Pondok Kopi
KD62 | 21977/066/09/02/E6 | GAE | PB | 2009 | Pondok Kopi
KD64 | CI-2014-W48-4-0007 | SHENEDER | PB |  | Pondok Kopi
KD102 | 2016CSF61046 | AEP | PB | 2016 | Pondok Kopi
KD66 | 13.022.89 | ABB | LBS |  | Pondok Kopi
BT250 | BT250 | GAE | LBS |  | Bintaro
BT250 | BT250 | GAE | LBS |  | Bintaro
KD66A | 1106.17.212 | EGA | LBS | 2017 | Pondok Kopi
KD66A | 0602.17.214 | EGA | PB | 2017 | Pondok Kopi
BT195 | BT195 | ABB | LBS |  | Bintaro
A17 | A 17-01 | EGA | LBS |  | Bandengan
A17 | A 17-02 | EGA | LBS |  | Bandengan
BT45 | BT45 | SCHNEIDER | LBS |  | Bintaro
BT45 | BT45 | SCHNEIDER | LBS |  | Bintaro
CD52 | CD52 | SCHNEIDER | LBS |  | Bintaro
CD52 | CD52 | GAE | LBS |  | Bintaro
MD101 | - | SCHNEIDER RM6 | LBS |  | Marunda
CP28 | CI-2014-W055.0024 | SCHNEIDER | CBO | 2014 | Ciputat
CP283 | - | UNINDO | LBS |  | Ciputat
PB41 | 11676 | UNINDO | LBS | 2009 | Pondok Kopi
PB43 | BELUM ADA | ORMAZABAL | LBS | 2018 | Pondok Kopi
CP309 | - | SCHNEIDER | CBO |  | Ciputat
PB43 | BELUM ADA | ORMAZABAL | PB | 2018 | Pondok Kopi
AB163 | AB 163-04 | FLUKIT-M | PGC |  | Bandengan
CP354 | - | UNINDO | LBS |  | Ciputat
PGL19 | 27466 | GAE | LBS |  | Pondok Kopi
PGL19 | 27480 | GAE | LBS |  | Pondok Kopi
PGL19 | 27054 | GAE | PB |  | Pondok Kopi
PL161 | 2018CSF61058 | AEP | PB |  | Pondok Kopi
AB179 | AB 179-0006.21.214 | EGA | PB | 2021 | Bandengan
AB179 | AB 179-02 | EGA MOTORIZE | LBS |  | Bandengan
AB179 | AB 179-03 | EGA | LBS 1 |  | Bandengan
S9 | S 9-02 | SCHNEIDER | LBS |  | Bandengan
S9 | S 9-03 | SCHNEIDER | PB |  | Bandengan
TD215 | TD215 | SCHNEIDER | LBS |  | Bintaro
BT89P | BT89P | GAE | LBS |  | Bintaro
BT282 | BT282 | EGA | PB |  | Bintaro
CP64 | CP64 | GAE | PB |  | Bintaro
B243 | B 243-02 | SCHNEIDER SM6 | LBS |  | Bandengan
BT231 | BT231 | FLUOKIT | LBS |  | Bintaro
CP48A | CP48A | KIT 27,2 | LBS |  | Bintaro
BT244 | BT244 | ABB | PB |  | Bintaro
BT296 | BT296 | EGA | PB |  | Bintaro
TD122P | TD122P | GAE | PB |  | Bintaro
BT295 | BT295 | ABB | LBS |  | Bintaro
CP44F | CP44F | KIT 27,2 | PB |  | Bintaro
BT275 | BT275 | EGA | PB |  | Bintaro
CP291 | CP291 | FLUOKIT M | PB |  | Bintaro
K122 | K 122 | SCHNEIDER SM6 | PMT |  | Cempaka Putih
K138 | K 136B | EGA | PB | 2017 | Cempaka Putih
PS44A | PS 44A | KIT 25 | PMT |  | Cempaka Putih
PS48 | PS 48 | MG SM6 | PMT |  | Cempaka Putih
PS54 | PS 54 | GAE | PMT |  | Cempaka Putih
PS66 | PS 66 | FLUKIT M | PMT |  | Cempaka Putih
PS76 | PS 76 | GAE | PMT |  | Cempaka Putih
PS82 | PS 82 | MERLIN GERLIN SM6 | PMT |  | Cempaka Putih
S21C | S 21C | KIT 25 | PMT |  | Cempaka Putih
TP1 | TP 1 | SCHNEIDER SM6 | PMT |  | Cempaka Putih
TP3 | TP 3 | SCHNEIDER SM6 | PMT |  | Cempaka Putih
TP38 | TP 38 | EGA | PB 1 |  | Cempaka Putih
TP41 | TP 41 | ABB UNISWITCH | PMT |  | Cempaka Putih
TP45 | TP 45 | EGA | PMT |  | Cempaka Putih
TP57 | TP 57 | EGA | PMT |  | Cempaka Putih
TP58A | TP 58A | SCHNEIDER SM6 | PMT |  | Cempaka Putih
TP74 | TP 74 | SCHNEIDER SM6 | PMT |  | Cempaka Putih
TP83 | TP 83 | EGA | PMT |  | Cempaka Putih
TP88 | TP 88 | FLUKIT M | PB 3 |  | Cempaka Putih
TP93 | TP 93 | FLUKIT M | PMT |  | Cempaka Putih
PG418 | PG 418 | GAE | PMT |  | Cempaka Putih
PS175P | PS 175P | ABB SAFEPLUS | PMT |  | Cempaka Putih
PS178 | PS 178 | EGA | PMT |  | Cempaka Putih
PS179 | PS 179 | EGA | PMT |  | Cempaka Putih
PS180P | PS 180P | ABB SAFEPLUS | PMT |  | Cempaka Putih
PS181P | PS 181P | GAE | PMT |  | Cempaka Putih
PS50 | PS 50 | SCHNEIDER SM6 | PMT |  | Cempaka Putih
PS50 | PS 50 | SCHNEIDER SM6 | PB 2 |  | Cempaka Putih
PS51 | PS 51 | KIT 25 | PMT |  | Cempaka Putih
PS51 | PS 51 | KIT 25 | PMT |  | Cempaka Putih
PS5N | PS 5N | ULUSOY ELECTRIC | PMT |  | Cempaka Putih
PS74 | PS 74 | MG SM6 | PMT |  | Cempaka Putih
TP100 | TP 100 | EGA | KOSONG |  | Cempaka Putih
RM52 | RM 52 | GAE | LBS |  | Cempaka Putih
TP101P | TP 101P | GAE | PMT |  | Cempaka Putih
RM57 | RM 57 | KIT M | PMT |  | Cempaka Putih
TP103P | TP 103P | GAE | PMT |  | Cempaka Putih
TP104P | TP 104P | FLUKIT C410 | PB |  | Cempaka Putih
TP104P | TP 104P | FLUKIT C410 | PMT |  | Cempaka Putih
TP95A | TP 95A - 1035S048 | F & G | PMT | 2010 | Cempaka Putih
TP97 | TP 97 | GAE | PB 2 |  | Cempaka Putih
SD229 | - | ABB SAFEPLUS | LBS |  | Tanjung Priok
SD229 | - | ABB SAFEPLUS | LBS |  | Tanjung Priok
KPK12 | 13.0214 | ABB UNISWITCH SDF | PB | 2013 | Bandengan
K73G | 3283.13.Bl | EGA | PB | 2013 | Pondok Kopi
K73G | CI-2018-W08-4-0026 | SCHNEIDER | CBOG | 2018 | Pondok Kopi
MD55 | - | MG VECORS M6 | LBS |  | Marunda
KD118 | 0361.17.212 | EGA | LBS | 2017 | Pondok Kopi
BT35 | BT35 | F&G | LBS |  | Bintaro
CD321 | CD321 | GAE | PB |  | Bintaro
KD213 | 502541141/1001-012 | ABB | PB |  | Pondok Kopi
PG182 | PG 182 | SCHNEIDER | CBOM | 2016 | Cempaka Putih
MK175 | MK 175-02 | ORMAZABAL BELIMBING | LBS 2 |  | Bandengan
MK175 | MK 175-03 | ORMAZABAL BELIMBING | PB 1 |  | Bandengan
MK175 | MK 175-04 | ORMAZABAL BELIMBING | PB 2 |  | Bandengan
KD215 | SM0927047CI | SCHNEIDER SM6 | LBS |  | Pondok Kopi
KD222 | 0929042c1 | SCHNEIDER SM6 | LBS | 2013 | Pondok Kopi
KD220 | 1655.17.214 | EGA | PB | 2017 | Pondok Kopi
KD220 | CI-2017-W05-4-0033 | SCHNEIDER | LBS | 2017 | Pondok Kopi
PL67 | S 9502340 | MERLIN GERN SM6 | LBS |  | Pondok Kopi
B175 | B 175-01 | FLOUKIT M | LBS |  | Bandengan
MK176 | MK 176-02 | SCHNEIDER SM6 | LBS MOTORIZED |  | Bandengan
MK176 | MK 176-03 | SCHNEIDER SM6 | PB 1 |  | Bandengan
KD225 | SB.2011.W16.4.0035 | SCHNEIDER RM6 | LBS | 2011 | Pondok Kopi
KD225 | SB-2011-W16-2001 | SCHNEIDER RM6 | LBS | 2011 | Pondok Kopi
CD293 | CD293 | GAE | PB |  | Bintaro
BT96 | BT96 | MG SM6 | PB |  | Bintaro
PM163 | PM 163 | SCHNEIDER | LBS-2 |  | Lenteng Agung
PM219 | CI-2019-W29-2-0023 | SCHNEIDER | LBS-1 | 2019 | Lenteng Agung
PM64N | 2018CSF63143 | ORMAZABAL | LBS-2 | 2018 | Lenteng Agung
BT12 | BT12 | FLUOKIT M | LBS |  | Bintaro
PM223 | PM 223 | GAE | LBS-2 |  | Lenteng Agung
PM62N | CI-2019-W48-2-0020 | SCHNEIDER | LBS-2 | 2019 | Lenteng Agung
PM225 | PM 225 | SCHENEIDER | LBS-1 |  | Lenteng Agung
PM225 | 12244 | FLUOKIT M | LBS-1 | 2009 | Lenteng Agung
PM225 | PM 225 | SCHENEIDER | PB-2 |  | Lenteng Agung
PM58A | PM 58A | SCHENEIDER | LBS-1 |  | Lenteng Agung
PM226 | 0348.18.234 | EGA | CBOG-1 | 2018 | Lenteng Agung
PM57F | PM 57F | ABB UNISWITCH | LBS-1 |  | Lenteng Agung
PM57F | PM 57F | ABB UNISWITCH | LBS-2 |  | Lenteng Agung
PM57BIS | PM 57BIS | SCHENEIDER | LBS-2 |  | Lenteng Agung
KL59 | KL59 | FLUMATIK | LBS |  | Bintaro
KL59 | KL59 | FLUMATIK | LBS |  | Bintaro
PM251 | 173005555599-0076 | SIEMENS | LBS-2 | 2017 | Lenteng Agung
TD126A | . | FLUOKIT M | LBS |  | Ciputat
E207 | 652.13.BF | EGA | PB | 2013 | Pondok Gede
TD126A | . | FLUOKIT M | PGDB |  | Ciputat
TD126A | . | FLUOKIT M | PB 2 |  | Ciputat
MD54 | CI-2016-W35-6-0020 | SCHNEIDER SM6 | PB | 2016 | Marunda
MK46 | MK 46 | EGA | LBS |  | Bandengan
MK46 | MK 46 | SIEMENS | PB |  | Bandengan
MK120 | MK 120 | EGA | PB |  | Bandengan
MK84 | MK 84 | FLUKIT M | PB |  | Bandengan
MK84 | MK 84 | SCHNEIDER | PGDB |  | Bandengan
PG181 | 1815.17.234 | EGA | PT | 2017 | Pondok Kopi
PG181 | CI-2018-W32-4-0004 | SCHNEIDER | LBS | 2018 | Pondok Kopi
BK112 | SM0501070 | MG SM6 | LBS |  | Marunda
PB31 | 12285 | UNINDO | LBS | 2009 | Pondok Kopi
KD56 | 2842.13.BL | EGA | LBS | 2013 | Pondok Kopi
PG185 | BELUM ADA | DAB | PT |  | Pondok Kopi
PG128A | IVZN230501M0036 | ABB | PB | 2000 | Pondok Kopi
PB18 | CI-2019 -W28 -2 - 0014 | SCHNEIDER | PB | 2019 | Pondok Kopi
SD127 | - | FLOUKIT M 24 | PT |  | Tanjung Priok
SD127 | - | FLOUKIT M 24 | PGDB |  | Tanjung Priok
SD127 | - | FLOUKIT M 24 | B1 |  | Tanjung Priok
BDU2 | BDU 2 - 01 | SCHNEIDER - SM6 | LBS |  | Bandengan
BDU2 | BDU 2 - 02 | SCHNEIDER - SM6 | LBS |  | Bandengan
BDU2 | BDU 2 - 03 | SCHNEIDER - SM6 | PGC |  | Bandengan
MK295 | MK 295 | MG VERCORS 6 | PB |  | Bandengan
MK295 | MK 295 | MG VERCORS 6 | LBS |  | Bandengan
MK295 | MK 295 | MG VERCORS 6 | LBS |  | Bandengan
CP58 | - | UNINDO | PT |  | Ciputat
CP58 | - | UNINDO | PGDB |  | Ciputat
CP58 | - | UNINDO | B1 |  | Ciputat
JS60 | 1561.13.BF | EGA | PB | 2013 | Pondok Gede
JS60 | 1358.17.213 | EGA | LBS | 2017 | Pondok Gede
BT247 | BT247 | GAE | LBS |  | Bintaro
CP44C | CP44C | ABB | PB |  | Bintaro
BT287 | BT287 | EGA | PB |  | Bintaro
BT108 | BT108 | MG SM6 | PB |  | Bintaro
MK435 | - | EGA | PB |  | Bandengan
MK449 | - | GAE GDSA | PGC |  | Bandengan
KD215 | SM0803681 | SCHNEIDER SM6 | PB |  | Pondok Kopi
PL91 | BELUM ADA | MG VERCOR | LBS |  | Pondok Kopi
PL92 | 2016CSF63195 | AEP | LBS |  | Pondok Kopi
PL103 | 2019W4810038 | SCHNEIDER | LBS |  | Pondok Kopi
PL120 | 20032131780006 | ABB | LBS |  | Pondok Kopi
PL141 | 0402.15.211 | EGA | PB | 2015 | Pondok Kopi
PL134 | 02800/028 | SIEMENS | PB | 2021 | Pondok Kopi
PL135 | 812243-000320/016 | SIEMENS | PB |  | Pondok Kopi
PL143 | 20032131780003 | ABB | LBS | 2003 | Pondok Kopi
PL143 | 20012047530007 | ABB | LBS | 2003 | Pondok Kopi
BT140 | IDABB419080925 | ABB | LBS | 2019 | Bintaro
PM161 | PM 161 | SCHENEIDER | PB-1 |  | Lenteng Agung
BT140 | IDABB419080948 | ABB | PB | 2019 | Bintaro
PM161A | PM 161A | EGA | PB-1 |  | Lenteng Agung
BT93 | BT93 | SCHNEIDER | LBS |  | Bintaro
CP101 | CP101 | FLUOKIT M | LBS |  | Bintaro
TD399 | TD399 | ORMJBL | PB |  | Bintaro
TD215 | TD215 | EGA | PB |  | Bintaro
MB66 | mb 66-01 | GAE VEI | LBS 1 |  | Bandengan
E312 | 0003.21.213 | EGA | LBS | 2021 | Ciracas
BT50 | BT50 | MG SM6 | PB |  | Bintaro
GD73 | CI.2017.W36.3.0007 | SCHNEIDER SM6 | LBS | 2017 | Ciracas
CD66 | CD66 | KIT 27,2 | PB |  | Bintaro
PM212 | PM 212 | SCHENEIDER | PB-1 |  | Lenteng Agung
PM74C | CI.2018-W10-3-0013 | SCHENEIDER | LBS-2 |  | Lenteng Agung
PM213 | PM 213 | SCHENEIDER | PB-1 |  | Lenteng Agung
CD61 | CD61 | FLOUMATIC | LBS |  | Bintaro
PLPR2 | MB 31-02 | ABB SAFEPLUS | LBS |  | Bandengan
PM214 | PM 214 | ORMAZABAL | LBS-2 |  | Lenteng Agung
PM63 | PM 63N | SIEMENS | LBS-1 |  | Lenteng Agung
PM223 | PM 223 | GAE | PB-1 |  | Lenteng Agung
PM230 | PM 230 | SCHENEIDER | LBS-2 |  | Lenteng Agung
PM53 | PM 53 | EGA | LBS-2 |  | Lenteng Agung
PM244 | PM 244 | SCHENEIDER | LBS-1 |  | Lenteng Agung
B360 | B 360-02 | F & G | LBS 2 |  | Bandengan
JS158 | SM 0701652 | MG SM6 | PB |  | Pondok Gede
PDG1 | ALLIM39 | MG SM6 | LBS |  | Pondok Gede
PDG1 | ALLIM40 | MG SM6 | LBS |  | Pondok Gede
JW47 | 28215/116/12/01/E6 | GAE | LBS | 2012 | Pondok Gede
JW54 | 2170.13.BL | EGA | LBS | 2013 | Pondok Gede
BK24B | 587.12.BL | EGA | LBS | 2012 | Marunda
TD222 | SM.0100230 | MERLIN GERIN | LBS |  | Ciputat
TD405 | - | FLUOKIT M | LBS |  | Ciputat
TD405 | - | FLUOKIT M | LBS |  | Ciputat
CP324 | - | FLUOKIT M | LBS |  | Ciputat
CP287 | - | GAE | PB |  | Ciputat
CP287 | - | GAE | LBS |  | Ciputat
CP287 | - | GAE | LBS |  | Ciputat
CP269 | - | ABB | LBS |  | Ciputat
CP269 | - | ABB | LBS |  | Ciputat
CP269 | - | ABB | PB |  | Ciputat
CP253 | - | ORMAZABAL | LBS |  | Ciputat
CP253 | - | ORMAZABAL | LBS |  | Ciputat
CP224 | - | GAE | LBS |  | Ciputat
CP361 | - | GAE | LBS |  | Ciputat
CP270 | - | GAE | LBS |  | Ciputat
CP361 | - | GAE | LBS |  | Ciputat
CP246 | - | EGA | PB | 2014 | Ciputat
CP270 | - | GAE | PB |  | Ciputat
CP270 | - | GAE | LBS |  | Ciputat
CP218 | - | SCHNEIDER | LBS |  | Ciputat
CP246 | - | EGA | LBS | 2014 | Ciputat
TD28C | - | GAE | LBS |  | Ciputat
TD371 | IVZN 30353M0005 | ABB UNISWITCH | LBS |  | Ciputat
TD371 | IVZN 230853M0057 | ABB UNISWITCH | LBS |  | Ciputat
CP272 | - | MG | LBS |  | Ciputat
CP178 | - | FLUOKIT M | LBS |  | Ciputat
CP272 | - | MG | LBS |  | Ciputat
CP272 | - | MG | PB 1 |  | Ciputat
CP272 | - | MG | PB 2 |  | Ciputat
CP69 | - | F & G | LBS |  | Ciputat
CP69 | - | F & G | PB |  | Ciputat
CP219 | 2404.13.BL | EGA | LBS | 2013 | Ciputat
CP219 | - | GAE | LBS |  | Ciputat
CP219 | - | GAE | PB |  | Ciputat
CP248 | - | SCHNEIDER | LBS CBO |  | Ciputat
CP248 | - | MG | LBS |  | Ciputat
CP248 | - | MG | PB |  | Ciputat
GD311 | 10.128 | ABB | LBS |  | Ciracas
GD311 | CI.2018.W20.2.0044 | SCHNEIDER SM6 | LBS |  | Ciracas
GD311 | 10.13 | ABB | PGC |  | Ciracas
CP139A | - | FLUOKIT M | LBS |  | Ciputat
CP139A | - | FLUOKIT M | LBS |  | Ciputat
RG177 | RG 177 | SCHENEIDER | LBS-2 |  | Lenteng Agung
MP145 | MP 145 | FLUOKIT M | LBS |  | Bulungan
MP145 | MP 145 | FLUOKIT M | LBS |  | Bulungan
MP145 | MP 145 | FLUOKIT M | LBS |  | Bulungan
MP145 | MP 145 | FLUOKIT M | PGC |  | Bulungan
MP146 | MP 146 | SCHNEIDER | PGC |  | Bulungan
KDR63 | SM1126022C1 | SCHNEIDER | PMT |  | Cengkareng
KDR63 | SM1123227C1 | SCHNEIDER | PMT |  | Cengkareng
MP155 | 0 | SCHNEIDER | PB |  | Bulungan
MP155 | 0 | SCHNEIDER | PGC |  | Bulungan
MP158 | MP 158 | SCHNEIDER | LBS |  | Bulungan
MP158 | MP 158 | SCHNEIDER | PB |  | Bulungan
B180 | 0360.17.213 | FLUOMATIC | LBS MOTORIZED | 2017 | Bandengan
B250 | B 250-02 | ABB UNISWITCH | LBS |  | Bandengan
E385 | E383-1-0028 | SM6-SCHNEIDER | LBS | 2012 | Kramat Jati
B245A | CI-2018-W38-2-0074 | SCHNEIDER SM6 | LBS MOTORIZED | 2018 | Bandengan
B245A | 0819.18.214 | EGA | PB | 2018 | Bandengan
E44 | E 339 | SCHNEIDER | LBS | 2003 | Kramat Jati
MB84 | 0116.19.213/2019 | EGA | LBS MOTORIZE | 2019 | Bandengan
MB84 | 0023.18.212/2018 | EGA | LBS MANUAL | 2018 | Bandengan
E339P | E339P-1 | ORMAZABAL | COMPACT | 2016 | Kramat Jati
B91A | B 91 A-01 | ABB UNISWITCH | LBS 1 |  | Bandengan
B91A | B 91A -03 | ABB UNISWITCH | PB |  | Bandengan
TD44N | . | GAE | LBS |  | Ciputat
TD44N | . | ABB | PB |  | Ciputat
TD44N | . | GAE | CBOM |  | Ciputat
B17E | 0254.17.212 | EGA | LBS | 2017 | Bandengan
MK12 | MK 12-01 | SCHNEIDER SM6 | LBS MOTORIZED | 2018 | Bandengan
MK12 | MK 12-02 | SCHNEIDER SM6 | LBS MOTORIZED | 2018 | Bandengan
MK10 | MK 10-01 | SIEMENS | LBS |  | Bandengan
MK10 | MK 10-02 | SIEMENS | LBS |  | Bandengan
MK10 | MK 10-03 | SIEMENS | PB |  | Bandengan
E343 | E343-LBS-11708 | UNINDO FLUKIT M | LBS | 2009 | Kramat Jati
E343 | E343-L;BS-11651 | UNINDO FLUKIT M | LBS | 2009 | Kramat Jati
DB68 | - | FLUOKIT M24 | LBS |  | Bandengan
DB68 | - | FLUOKIT M24 | LBS |  | Bandengan
DB68 | - | FLUOKIT M24 | PB |  | Bandengan
B17BIS | B 17BIS-01 | F & G | LBS 1 |  | Bandengan
B17BIS | B 17BIS-02 | F & G | LBS 2 |  | Bandengan
B17BIS | B 17BIS-03 | F & G | PB |  | Bandengan
DB23 | - | ABB UNISWITCH SDC | LBS |  | Bandengan
DB23 | - | KIT 27,3 | PGDB |  | Bandengan
DB23 | DB23-PT | DELLE ASHTOM | PT | 2017 | Bandengan
DB23 | - | DELLE ASHTOM | B1 |  | Bandengan
DB4 | 1311229 | EGA | PB |  | Bandengan
MK67 | CI 2017-W27-1-0048 | SCHNEIDER | LBS |  | Bandengan
DB14 | MK 10-03 | SCHNEIDER | LBS |  | Bandengan
MK11 | - | EGA | LBS MANUAL |  | Bandengan
CP354 | - | UNINDO | LBS |  | Ciputat
E52C | E 52 C-08335216 | ORMAZABAL | LBS | 2008 | Kramat Jati
TD58 | . | KIT 25 | PB 1 |  | Ciputat
CP110P | - | ABB | RMU |  | Ciputat
MB60 | MB 60-01 | SIEMENS | LBS |  | Bandengan
MB60 | MB 60-02 | SIEMENS | LBS |  | Bandengan
CD191 | CD191 | CONTAC PLASMA | LBS |  | Bintaro
CD182 | CD182 | FLOUKIT M C10 | PB |  | Bintaro
MB76 | MB 76-05 | ABB SAFEPLUS | PB |  | Bandengan
PM282 | PM 282 | SCHNEIDER | PGDB-1 |  | Lenteng Agung
PM288 | PM 288 | FLUOKIT M MERAH | B1-1 |  | Lenteng Agung
PB42 | 1464.18.214 | EGA | PBTRAFO | 2018 | Pondok Kopi
BT208 | BT208 | SCHNEIDER | PB |  | Bintaro
CD120P | CD120P | GAE | LBS |  | Bintaro
BT58 | BT58 | F & G | PB |  | Bintaro
CD120P | CD120P | GAE | PB |  | Bintaro
PG63 | 9587121 | EGA | CBOM |  | Pondok Kopi
BT57 | BT57 | ABB | LBS |  | Bintaro
CP158 | CP158 | F & G | LBS |  | Bintaro
CP158 | CP158 | F & G | PB |  | Bintaro
PG396 | 802822 | SCHNEIDER (SM 6) | LBS |  | Pondok Kopi
E156 | 49315213 | EGA | LBS (MOTORIZE) | 2015 | Kramat Jati
E156 | 19715214 | EGA | PB TRAFO | 2015 | Kramat Jati
PG402 | 11585 | FLOUKIT M | LBS |  | Pondok Kopi
PG402 | 11520 | FLOUKIT M | LBS |  | Pondok Kopi
CD42B | CD42B | KIT 27,2 | LBS |  | Bintaro
PG242 | 1118/04 | CONTACTPLASMA | LBS | 2004 | Pondok Kopi
CP66B | CP66B | ABB | PB |  | Bintaro
MB67 | MB 67-01 | MERLIN GERIN | LBS MANUAL | 2014 | Bandengan
E199 | E199-SM 0603431 | SM6-SCHNEIDER | CBOM | 2006 | Kramat Jati
MB67 | MB 67-02 | SCHNEIDER SM6 | LBS MOTORIZED | 2017 | Bandengan
E199 | 113917213 | EGA | LBS (MOTORIZE) | 2017 | Kramat Jati
E199 | 50717214 | EGA | PB | 2017 | Kramat Jati
MB78 | MB 78-02 | GAE | LBS MANUAL | 2015 | Bandengan
MB78 | MB 78-03 | GAE | PGC |  | Bandengan
BK167 | 50041/660/1021.15 | ABB SAFEPLUS | PB | 2011 | Marunda
BT63 | BT63 | F & G | LBS |  | Bintaro
MB86 | MB 86-03 | SCHNEIDER SM 6 | PGC |  | Bandengan
BT63 | BT63 | F & G | PB |  | Bintaro
BK167 | 50041/660/1021.15 | ABB SAFEPLUS | LBS | 2011 | Marunda
BK167 | 50041/660/1021.15 | ABB SAFEPLUS | LBS | 2011 | Marunda
BK122 | - | GAE | PB |  | Marunda
CP44B | 2757.17.213 | EGA | LBS MOTORIZE | 2017 | Bintaro
PL164 | W21-3-0068 | SCHNEIDER | PB | 2011 | Pondok Kopi
BK158 | - | SCHNEIDER SM6 | LBS |  | Marunda
BK158 | - | SCHNEIDER SM6 | PGC |  | Marunda
BT55 | BT55 | SIEMEN | LBS |  | Bintaro
TD222 | . | MERLIN GERIN | LBS |  | Ciputat
TD222 | . | MERLIN GERIN | PB |  | Ciputat
JW8P | - | FLUOKIT | LBS |  | Pondok Gede
PL187 | 3001-002 | ABB | PB | 2019 | Pondok Kopi
PL187 | 5001-15 | ABB | LBS | 2011 | Pondok Kopi
PM351 | PM 351:2392.13.BL/2013 | EGA | LBS-1 | 2013 | Lenteng Agung
PM351 | PM 351:2389.13.BL/2013 | EGA | LBS-2 | 2013 | Lenteng Agung
PM351 | PM 351:1165.13/2013 | EGA | PB-1 | 2013 | Lenteng Agung
JGK10 | JGK 10: 3346.13/2013 | EGA | PB-1 | 2013 | Lenteng Agung
MD99 | - | SCHNEIDER SM6 | LBS |  | Marunda
MD99 | - | SCHNEIDER SM6 | PGC |  | Marunda
BK147 | - | SCHNEIDER SM6 | LBS | 2015 | Marunda
BK147 | - | SCHNEIDER SM6 | LBS | 2015 | Marunda
MD75 | - | SCHNEIDER SM6 | LBS |  | Marunda
BK174 | - | SCHNEIDER SM6 | LBS |  | Marunda
BK174 | - | SCHNEIDER SM6 | LBS |  | Marunda
BK175 | - | SCHNEIDER SM6 | LBS |  | Marunda
BK175 | - | SCHNEIDER SM6 | LBS |  | Marunda
MD59 | 0315.17.213 | EGA | LBS |  | Marunda
CK199 | 2154 | GAE | PGC | 2008 | Marunda
MD60 | IVZN23050IV0012 | ABB UNISWITCH | LBS | 2000 | Marunda
MK295 | MK 295 | MG VERCORS 6 | PB |  | Bandengan
KG384 | - | FLOUKIT M | PB TRAFO |  | Tanjung Priok
KJ339 | 13.0248 | ABB | PB TRAFO | 2013 | Kebon Jeruk
PB10 | BELUM ADA | SM6 | LBS |  | Pondok Kopi
PG306 | 502308268/3001-009 | ABB | PB | 2018 | Pondok Kopi
PB10 | BELUM ADA | SM6 | PB |  | Pondok Kopi
PB11 | BELUM ADA | SCHNEIDER SM6 | LBS |  | Pondok Kopi
PB11 | BELUM ADA | SCHNEIDER SM6 | LBS |  | Pondok Kopi
PB11 | BELUM ADA | SCHNEIDER SM6 | PB |  | Pondok Kopi
AB119 | AB 119-01 | ORMAZABAL | LBS |  | Bandengan
AB119 | AB 119-02 | ORMAZABAL | LBS |  | Bandengan
AB119 | AB 119-03 | ORMAZABAL | PT |  | Bandengan
AB119 | AB 119-04 | ORMAZABAL | PGDB |  | Bandengan
PB14 | BELUM ADA | EGA | LBS |  | Pondok Kopi
PB14 | BELUM ADA | EGA | LBS |  | Pondok Kopi
PL101 | R0416332sf | MERLIN GERIN SM6 | LBS | 2016 | Pondok Kopi
PL84 | 2017CSF61079 | ORMAZABAL BARU | PBTRAFO | 2017 | Pondok Kopi
KG43 | 2016-1035-2-0026 | SCHNEIDER | PB TRAFO | 2016 | Tanjung Priok
PL15 | Ci2017w0550002 | SCHNEIDER | LBS | 2017 | Pondok Kopi
PD1 | 1730050653340010 | SIEMENS | LBS | 2017 | Kramat Jati
MD37 | 500238821/2001-09 | ABB SAFEPLUS | LBS | 2010 | Marunda
MD93 | - | SCHNEIDER RM6 | LBS |  | Marunda
MD93 | - | SCHNEIDER RM6 | PB |  | Marunda
PIK19 | PIK 19 | GAE GLSM | LBS |  | Bandengan
PIK19 | PIK 19 | GAE GDSA | PGC |  | Bandengan
D317 | 5772 | SCHNEIDER | PMT |  | Menteng
D317 | 5773 | SCHNEIDER | PMT |  | Menteng
D317 | 5774 | SCHNEIDER | PGC |  | Menteng
TA19 | TA 19 | ABB BC5 SYSTEM | PB |  | Bandengan
TA19 | TA 19 | KIT 27,3 | PGDB |  | Bandengan
TA19 | TA 19 | ABB BC5 SYSTEM | PT |  | Bandengan
TA19 | TA 19 | ABB BC5 SYSTEM | LBS |  | Bandengan
TA19 | TA 19 | ABB BC5 SYSTEM | LBS |  | Bandengan
TA19 | TA 19 | KIT 27,2 | PB |  | Bandengan
PG206 | 12121 | FLOUKIT M | LBS | 2009 | Pondok Kopi
PG206 | 12114 | FLOUKIT M | LBS | 2009 | Pondok Kopi
PG206 | SM 1342043CI | SCNEIDER SM6 | PBTRAFO | 2013 | Pondok Kopi
E386 | E 386 | SCHNEIDER | PB | 2017 | Kramat Jati
E386 | E 386 | SCHNEIDER | LBS | 2017 | Kramat Jati
E386 | E 386 | SCHNEIDER | LBS (MOTORIZE) | 2017 | Kramat Jati
TD126A | . | FLUOKIT M | PB 1 |  | Ciputat
PD36P | 6303.15.214 | EGA | PB | 2015 | Pondok Gede
PD36P | 23553/102/11/01/E6 | GAE | LBS | 2011 | Pondok Gede
PD36P | 23585/102/11/01E6 | GAE | LBS | 2011 | Pondok Gede
JGK10 | JGK 10: 3416.13/2013 | EGA | LBS-1 | 2013 | Lenteng Agung
KDR155 | 13.1052 | ABB | PMT | 2013 | Cengkareng
AB140 | AB 140-02 | SCHNEIDER | LBS RC | 2017 | Bandengan
AB140 | AB 140-03 | FLUOKIT - M | PB |  | Bandengan
AB251 | AB 251-01 | SCHNEIDER - SM6 | LBS |  | Bandengan
AB251 | AB 251-02 | SCHNEIDER - SM6 | LBS |  | Bandengan
DT30 | DT 30 | SCHNEIDER | LBS-3 |  | Lenteng Agung
AB253 | AB 253-01 | SCHNEIDER | LBS |  | Bandengan
BT107 | BT107 | MG SM6 | PB |  | Bintaro
BT178 | BT178 | ORMZBL | LBS |  | Bintaro
BT6 | BT6 | KIT 27,2 | LBS |  | Bintaro
BT6 | BT6 | FLUOKIT M | PB |  | Bintaro
KM84 | 28999/071/13/01/EGI | GAE | LBS | 2013 | Jatinegara
KM84 | 29012/071/13/03/EGI | GAE | CBOM | 2013 | Jatinegara
A127 | A 127-03 | MERLIN GERIN - SM6 | LBS |  | Bandengan
BT170 | BT170 | SCHNEIDER | PB |  | Bintaro
BT171 | BT171 | MG SM6 | LBS |  | Bintaro
BT171 | BT171 | MG SM6 | LBS |  | Bintaro
PL125 | 22439 | GAE | LBS | 2010 | Pondok Kopi
PL125 | 22294 | GAE | LBS | 2010 | Pondok Kopi
PL125 | 22513 | GAE | PB | 2010 | Pondok Kopi
PL133 | W16-4-0023 | SCHNEIDER (RM 6) | LBS | 2011 | Pondok Kopi
PL133 | W21-4-0011 | SCHNEIDER (RM 6) | PB | 2011 | Pondok Kopi
CD42A | CD42A | ABB | LBS |  | Bintaro
CK78 | 9116141 | SCHNEIDER SM6 | LBS |  | Marunda
BT26 | BT26 | FLUOKIT M | LBS |  | Bintaro
BT26 | BT26 | FLUOKIT M | PB |  | Bintaro
KJ336 | 3252-13 | EGA | LBS | 2013 | Kebon Jeruk
DB102G | DB 102G-01 | ABB UNISWITCH | LBS | 2013 | Bandengan
BT36 | BT36 | SIEMEN | LBS |  | Bintaro
KJ336 | 3272-13 | EGA | LBS | 2013 | Kebon Jeruk
TD56 | - | SCHNEIDER | PGC |  | Ciputat
JW27 | 500411660/2011-01 | ABB SAFEPLUS | PB | 2011 | Pondok Gede
B388 | B 388-02 | CONTACT PLASMA | LBS |  | Bandengan
JW27 | 500411660/2011-01 | ABB SAFEPLUS | LBS | 2011 | Pondok Gede
PL237 | T73005032314 - 0058 | SIEMENS | LBS |  | Pondok Kopi
KD20A | CI-2017-W42-5-0025 | SCHNEIDER SM6 | LBS | 2017 | Pondok Kopi
PM75 | PM 75 | ABB | PB-1 |  | Lenteng Agung
AB250P | AB 250P-02 | SCHNEIDER RM6 | LBS |  | Bandengan
KB239 | KB239 | SCHNEIDER | PB |  | Bintaro
BT243 | BT243 | ABB | LBS |  | Bintaro
BT243 | BT243 | ABB | PB |  | Bintaro
PG248 | 212PJ/611DISJAYA/011 | GAE | PB | 2011 | Pondok Kopi
KD65 | 0631.15.209 | EGA | LBS | 2015 | Pondok Kopi
PM350 | PM 350 | SCHNEIDER SM6 | PGDB-1 |  | Lenteng Agung
PM320P | 14613 | FLUOKIT M BIRU | LBS-2 | 2011 | Lenteng Agung
PM320P | 4973 | FLUOKIT M BIRU | PB-1 | 2011 | Lenteng Agung
PG375 | 1021-011 | ABB | PB | 2016 | Pondok Kopi
PM344P | PM 344P | GAE | LBS-2 |  | Lenteng Agung
PL33 | 0162.16.214 | EGA | PB | 2016 | Pondok Kopi
PM332 | CI.2017-W43-5-0037 | SCHNEIDER MR | LBS-2 |  | Lenteng Agung
PM336 | CI-2015-W43-4-0008 | SCHENEIDER | LBS-2 | 2015 | Lenteng Agung
CN17 | 06-5090/033 | SIEMENS | LBS |  | Ciputat
KDR167 | 2188.13 | EGA | PMT | 2013 | Cengkareng
CN25 | . | FLUOKIT M | PB |  | Ciputat
E181 | 19460 | GAE | PB | 2004 | Pondok Gede
CN25 | 9217419 | MERLIN GERIN | LBS |  | Ciputat
CN25 | 9217420 | MERLIN GERIN | LBS |  | Ciputat
JS137P | ANIS62 | MG RM6 | LBS |  | Pondok Gede
JS137P | ANIS63 | MG RM6 | LBS |  | Pondok Gede
CN89 | 25714209 | EGA | LBS MOTORIZED | 2014 | Ciputat
MK174 | MK 174-01 | EGA | LBS MANUAL |  | Bandengan
MK174 | MK 174-03 | EGA | PB 1 |  | Bandengan
MK174 | MK 174-04 | EGA | PB 2 |  | Bandengan
K169 | K 169 | EGA | PB |  | Cempaka Putih
E20 | W3120003 | SCHNEIDER | LBS (MOTORIZE) | 2019 | Kramat Jati
E20B | E20B-127517214 | EGA | LBS | 2017 | Kramat Jati
B304 | B 304-02 | F & G | LBS 2 |  | Bandengan
B304 | B 304-03 | F & G | PB |  | Bandengan
KG43 | 2016-1026-6-0032 | SCHNEIDER | LBS | 2016 | Tanjung Priok
PL15 | 100117213 | EGA | LBS | 2017 | Pondok Kopi
PL15 | 101217214 | EGA | PB | 2017 | Pondok Kopi
AB178 | AB 178-03 | FLUOKIT - M | PGDB |  | Bandengan
KDR165 | 3406.13.BL | EGA | PMT | 2013 | Cengkareng
AB21N | AB 21N | ORMAZABAL | LBS | 2019 | Bandengan
BK110 | - | ORMAZABAL | LBS | 2012 | Marunda
BK110 | 12215226 | ORMAZABAL | PB | 2012 | Marunda
AB252 | AB 252-02 | SCHNEIDER - SM6 | LBS |  | Bandengan
MD100 | 176913-BL | EGA | LBS | 2013 | Marunda
TD237 | 141613/BF | EGA | PB | 2013 | Ciputat
TD237 | . | ABB | B1 |  | Ciputat
PM57D | PM 57 D-159 | SCHNEIDER | LBS (MOTORIZE) | 2016 | Kramat Jati
E323P | E 323 P-170817213 | EGA | LBS | 2017 | Kramat Jati
PG428 | CI-2013-W373-0022 | SM 6 | PMT | 2013 | Cempaka Putih
PG161S | 2018CSF63103 | F&G | LBS | 2018 | Pondok Kopi
PG348 | 6022 | UNINDO | LBS | 1996 | Pondok Kopi
PG348 | 6315 | UNINDO | LBS | 1996 | Pondok Kopi
PG348 | 9614 | UNINDO | PB | 1996 | Pondok Kopi
PG162 | W30-3-0014 | SCHNEIDER | PBTRAFO | 2019 | Pondok Kopi
PG285 | 1134.17.212 | EGA | LBS | 2017 | Pondok Kopi
PG285 | 0440.17.216 | EGA | CBOG | 2017 | Pondok Kopi
PG285 | Sm0502511 | SCHNEIDER | PB |  | Pondok Kopi
PM57K | 810010 | SCHNEIDER | LBS | 2017 | Kramat Jati
CD35 | CD35 | ABB | PB |  | Bintaro
CD29A | CD29A | C.PLASMA | PB |  | Bintaro
CD36 | CD36 | F & G | PB |  | Bintaro
CD67 | 0323.17.213 | EGA | LBS | 2017 | Bintaro
CD67 | CI-2017-W36-3-0038 | SCHNEIDER | PB | 2017 | Bintaro
CGR28 | CGR 28 | ABB UNISWITCH | LBS-1 |  | Lenteng Agung
CD41F | CD41F | ABB | PB |  | Bintaro
CD58 | CD58 | F&G | LBS |  | Bintaro
CGR28 | CGR 28 | ABB UNISWITCH | LBS-2 |  | Lenteng Agung
RG93P | RG 93P | ABB SAFEPLUS | LBS-1 |  | Lenteng Agung
CD81 | CD81 | CONTACK PLASMA | PB |  | Bintaro
CD58 | CD58 | F&G | PB |  | Bintaro
RG92P | RG 92P | ABB SAFE PLUS | LBS-1 |  | Lenteng Agung
DK6 | 0844.17.212 | EGA | LBS | 2017 | Bintaro
RG91P | 173005052683-0055 | SIEMENS | LBS-2 | 2017 | Lenteng Agung
CD110 | CD110 | F&G | LBS |  | Bintaro
RG89P | RG 89P | ABB SAFEPLUS | LBS-1 |  | Lenteng Agung
CD310 | CD310 | EGA | LBS |  | Bintaro
RG88P | 502637997/4001-017 | ABB SAFEPLUS | LBS-2 | 2019 | Lenteng Agung
DT92 | DT 92 | EGA | LBS-2 |  | Lenteng Agung
DT65 | DT 65 | SCHNEIDER | LBS-2 |  | Lenteng Agung
RG78 | T730050552830064 | SIEMENT | LBS-2 |  | Lenteng Agung
RG73 | RG 73 | EGA | LBS-2 |  | Lenteng Agung
CD298 | CD298 | GAE | LBS |  | Bintaro
CD298 | CD298 | GAE | LBS |  | Bintaro
RG71 | CV 790809-000130/001 | SIEMENS | LBS-2 | 2009 | Lenteng Agung
GH0158 | GH 158 | FLUOKIT M MOTORIS | LBS-5 |  | Lenteng Agung
RG99 | RG 99 | FLUOKIT M MERAH | PB-2 |  | Lenteng Agung
AB196 | AB 196-03 | SCHNEIDER | LBS |  | Bandengan
PM135B | PM 135B | SCHENEIDER | PB-1 |  | Lenteng Agung
PM135B | PM 135B | SCHENEIDER | LBS-3 |  | Lenteng Agung
PM261 | PM 261 | FLUOKIT M MERAH | PGDB-1 |  | Lenteng Agung
B360 | B 360-01 | F & G | LBS 1 |  | Bandengan
B360 | B 360-03 | F & G | PB |  | Bandengan
E283P | 11219214 | EGA | PB TRAFO | 2019 | Kramat Jati
KD108 | 0398.15.2011 | EGA | PB |  | Pondok Kopi
E93 | CI.2015.W11.1.0025 | SM6 | LBS |  | Pondok Kopi
E93 | CI.2016.W23.10005 | SM6 | LBS |  | Pondok Kopi
DB40 | DB 40 - LBS 1 | SCHNEIDER | LBS |  | Bandengan
DB40 | DB40-PB2 | EGA | PB 2 |  | Bandengan
AB81 | AB 81-03 | KIT 25 | PB1 |  | Bandengan
DB55 | DB 55 - LBS | FLOUKIT M | LBS |  | Bandengan
TG57 | 1707841 | EGA | LBS |  | Bandengan
TG27C | TG 27 C - PB | SCHNEIDER SM 6 | PB |  | Bandengan
TG27C | TG 27 C - PB 1 | KIT 27,2 | PB |  | Bandengan
K171A | K 171A | MG KUNING | PB |  | Cempaka Putih
SD95 | SD 91-04 | KIT 25 | PB2 |  | Bandengan
JW36 | 23537/102/11/01/E6 | GAE | LBS | 2011 | Pondok Gede
PG166C | 1694.17.213 | EGA | LBS | 2017 | Pondok Kopi
PG166C | W36-3-0001 | SCHNEIDER | PBTRAFO | 2017 | Pondok Kopi
KG385 | 21553/110/08/03/EG | GAE | PGC |  | Tanjung Priok
PG157 | 742 | ULUSOY ELECTRIC | LBS | 2020 | Pondok Kopi
PG157 | 0737-2020 | ULUSOY ELECTRIC | LBS | 2020 | Pondok Kopi
PG157 | 1032-21 | ULUSOY ELECTRIC | PB | 2021 | Pondok Kopi
PG157 | 11017214 | EGA | PB | 2017 | Pondok Kopi
KG355 | - | SIEMENS | PB TRAFO |  | Tanjung Priok
MN2 | 0602.18.212 | EGA | LBS | 2018 | Pondok Gede
MN2 | 0000.18.213 | EGA | LBS MOTORISED | 2018 | Pondok Gede
K191 | K 191 | EGA | LBS | 2021 | Cempaka Putih
SD95 | SD 91-02 | KIT 27,2 | LBS |  | Bandengan
TG48 | TG 48 - LBS | F & G | LBS |  | Bandengan
TG48 | TG 48 - PB 2 | F & G | PB |  | Bandengan
KD126 | CI-2019-W30-4-0019 | SCHNEIDER | LBS |  | Pondok Kopi
KD126 | CI-2019-W30-3-0048 | SCHNEIDER | LBS |  | Pondok Kopi
E105P | E 105 P-501670294 | ABB SAFE PLUS | PB | 2016 | Kramat Jati
S142 | 13.1543 | ABB | PMT | 2013 | Menteng
E66 | 321913 | EGA | LBS | 2013 | Kramat Jati
E66 | 929814209 | EGA | LBS | 2014 | Kramat Jati
E66 | 2130016WE | SCHNEIDER | PGDB | 2017 | Kramat Jati
PB36 | W16-4-0025 | SCHNEIDER | LBS | 2011 | Pondok Kopi
PB36 | W16-5-0074 | SCHNEIDER | LBS | 2011 | Pondok Kopi
BT289 | BT289 | EGA | PB |  | Bintaro
KD7 | CI-2015-W33-1-0010 | SCHNEIDER | LBS |  | Pondok Kopi
MK449 | - | EGA | PB |  | Bandengan
KD213 | 502541141/2001-050 | ABB | LBS | 2019 | Pondok Kopi
BT35 | BT35 | F&G | PB |  | Bintaro
KD213 | 502541141/2001-047 | ABB | LBS |  | Pondok Kopi
CD89 | CD89 | ABB | PB |  | Bintaro
KD118 | CI-2018-W04-4-0038 | SCHNEIDER | PB | 2018 | Pondok Kopi
MK424 | - | GAE UNIFLUORC | LBS |  | Bandengan
MK424 | - | CONTACT PLASMA | PB |  | Bandengan
PL67 | S9503359 | MERLIN GERN SM6 | PB |  | Pondok Kopi
MK176 | MK 176-01 | SCHNEIDER SM6 | LBS MOTORIZED |  | Bandengan
KD225 | SB.2011.W21.5.0025 | SCHNEIDER | PB | 2011 | Pondok Kopi
B238 | B 238-01 | KIT 25 | LBS |  | Bandengan
KD102 | 2016CSF63108 | AEP | LBS | 2017 | Pondok Kopi
B238 | B 238-02 | KIT 25 | LBS |  | Bandengan
KD11B | CI-2018-W04-4-0038 | SCHNEIDER | PB | 2017 | Pondok Kopi
MB34 | MB 34-01 | GAE | LBS |  | Bandengan
PL52 | CI-2014-W05-4-0012 | SCHNEIDER SM6 | LBS |  | Pondok Kopi
PL52 | CI-2014-W05-4-0005 | SCHNEIDER SM6 | LBS |  | Pondok Kopi
KD17 | 26933/075/12/01/E6 | GAE | LBS | 2012 | Pondok Kopi
KD17 | 27666/075/12/02/E6 | GAE | PBTRAFO | 2012 | Pondok Kopi
KD17 | 1103.17.213 | EGA | LBS | 2017 | Pondok Kopi
PL126 | SB-2010-W45-2-0041 | SCHNEIDER RM6 | LBS | 2010 | Pondok Kopi
DT92 | DT 92 | EGA | PB-1 |  | Lenteng Agung
PM325P | PM 325P | ABB UNISWITCH | PB-1 |  | Lenteng Agung
E93EN | 1864.16.213 | EGA | LBS |  | Pondok Kopi
JGK8 | JGK 8 | ABB UNISWITCH | LBS-1 |  | Lenteng Agung
BT20 | BT20 | GAE | LBS |  | Bintaro
BT20 | BT20 | GAE | PB |  | Bintaro
CP128 | CP128 | F&G | PB |  | Bintaro
CP111 | CP111 | SIEMEN | LBS |  | Bintaro
E312 | 221213 | EGA | LBS | 2021 | Ciracas
KJ153 | KJ153 | MG SM 6 | PB |  | Bintaro
CD243 | CD243 | FLOUKIT M | LBS |  | Bintaro
CD222 | CD222 | MG | LBS |  | Bintaro
B153 | B 153-01 | EGA | LBS MANUAL |  | Bandengan
B153 | B 153-03 | EGA | PB 1 |  | Bandengan
B162 | B 162-03 | FLOUMATIC | PB |  | Bandengan
RG97 | RG 97 | CONTACPLASMA | LBS-2 |  | Lenteng Agung
RG95P | 15245034 | ORMAZABAL | PB-1 |  | Lenteng Agung
MB72 | MB 72-04 | AREVA | PT |  | Bandengan
GH0158 | GH 158 | FLUOKIT M MOTORIS | LBS-19 |  | Lenteng Agung
BT276 | BT276 | GAE | PB |  | Bintaro
MB83 | MB 83-01 | GAE | LBS |  | Bandengan
RG50 | RG 50 | SCHNEIDER | PB-1 |  | Lenteng Agung
RG49 | RG 49 | FLUOKIT M | LBS-1 |  | Lenteng Agung
PM326 | PM 326 | FLUOKIT M BIRU | LBS-1 |  | Lenteng Agung
CP148 | . | SCHNEIDER | LBS |  | Ciputat
RG30P | RG 30P | ORMAZABAL | LBS-1 |  | Lenteng Agung
JGK8 | JGK 8 | ABB UNISWITCH | LBS-2 |  | Lenteng Agung
PM139N | PM 139N | EGA | LBS-1 |  | Lenteng Agung
PM141 | T73005065334-0068 | SIEMENS | LBS-2 | 2017 | Lenteng Agung
E334 | E334_062915213 | EGA | LBS | 2013 | Kramat Jati
PM143SS | PM 143 | EGA | LBS-3 |  | Lenteng Agung
PM167 | PM 167 | SCHENEIDER | PB-1 |  | Lenteng Agung
PM185 | PM 185 | EGA | LBS-1 |  | Lenteng Agung
RG10 | 2010-W43-4-0059 | SCHNEIDER | LBS-1 | 2010 | Lenteng Agung
PM185 | PM 185 | Schneider | LBS-2 |  | Lenteng Agung
PM189 | PM 189 | SIEMENS | PB-1 |  | Lenteng Agung
PM94 | PM 94 | SCHENEIDER | LBS-1 |  | Lenteng Agung
PK10 | 22349/032/10/01EG | GAE | LBS |  | Tanjung Priok
PK10 | PK10_PB1 | EGA | PB |  | Tanjung Priok
DK8 | CI-2017-W30-2-0004 | SCHNEIDER | LBS | 2017 | Bintaro
DK8 | CI-2017-W04-1-0044 | SCHNEIDER | LBS | 2017 | Bintaro
DK8 | CI-2017-W30-1-0026 | SCHNEIDER | PB | 2017 | Bintaro
CD144 | CD144 | SIEMENS ( RMU ) | LBS |  | Bintaro
CD144 | CD144 | SIEMENS ( RMU ) | PB |  | Bintaro
KJ79 | KJ79 | SCHNEIDER | LBS |  | Bintaro
KJ81 | KJ81 | SIEMENS | LBS |  | Bintaro
KJ81 | KJ81 | SIEMENS | LBS |  | Bintaro
KJ81 | KJ81 | SIEMENS | PB |  | Bintaro
KJ135 | KJ135 | SCHNEIDER | LBS |  | Bintaro
B185 | B 185-01 | FLUOKIT M | LBS |  | Bandengan
KJ135 | KJ135 | SCHNEIDER | LBS |  | Bintaro
B185 | B 185-02 | FLUOKIT M | LBS |  | Bandengan
KJ135 | KJ135 | MG SM 6 | PB |  | Bintaro
CP220 | . | MERLIN GERIN | LBS |  | Ciputat
CP220 | . | MERLIN GERIN | LBS |  | Ciputat
CP220 | . | MERLIN GERIN | PB |  | Ciputat
PM251 | 173005555599-0092 | SIEMENS | LBS-1 | 2017 | Lenteng Agung
PM48A | PM 48A | SCHENEIDER | LBS-2 |  | Lenteng Agung
PM48 | PM 48 | SCHENEIDER | LBS-1 |  | Lenteng Agung
PM253 | CI-2019-W48-2-0016 | SCHNEIDER | LBS-2 | 2019 | Lenteng Agung
PM48 | PM 48 | MG | LBS-2 |  | Lenteng Agung
PM46 | PM 46 | SCHENEIDER | LBS-2 |  | Lenteng Agung
MK349 | MK 349-03 | MG SM 6 | PB 1 |  | Bandengan
CD128 | CD128 | F&G | LBS |  | Bintaro
PM256 | PM 256 | SCHENEIDER | LBS-1 |  | Lenteng Agung
PM46 | PM 46 | SCHENEIDER | PB-1 |  | Lenteng Agung
BT128 | BT128 | MG | LBS |  | Bintaro
PM350 | PM 350 | SCHNEIDER SM6 | LBS-1 |  | Lenteng Agung
BT202 | BT202 | SCHNEIDER | PB |  | Bintaro
PM350 | PM 350 | SCHNEIDER SM6 | LBS-2 |  | Lenteng Agung
PM266 | PM 266 | SCHNEIDER | LBS-1 | 2017 | Lenteng Agung
PM349 | PM 349 | MERLIN GERLIN | PB-1 |  | Lenteng Agung
PM267 | CSF63028 thn 2019 | ORMAZABAL | LBS-1 |  | Lenteng Agung
PM347 | PM 347 | EGA.MR | LBS-1 |  | Lenteng Agung
PM267 | CSF63047 thn 2018 | ORMAZABAL | LBS-2 |  | Lenteng Agung
PM267 | CSF61025 thn 2019 | ORMAZABAL | PB-1 |  | Lenteng Agung
PM279 | PM 279 | FLUOKIT M MERAH | LBS-1 |  | Lenteng Agung
PM343 | PM 343 | GAE | LBS-2 |  | Lenteng Agung
KD142 | CI-2018.W32.5.0018 | SCHNEIDER SM6 | LBS |  | Pondok Kopi
CK31 | - | FLUOMATIC | PB |  | Marunda
PM322 | PM 322 | FLUOKIT M | LBS-2 |  | Lenteng Agung
PM321P | 81256 | GAE COMPACT | LBS-2 | 2008 | Lenteng Agung
KD35 | 24871/105/11/01/E6 | G A E | LBS |  | Pondok Kopi
B335 | B 335-01 | SCHNEIDER | LBS MOTORIZED | 2017 | Bandengan
B335 | B 335-02 | MG SM 6 | LBS MANUAL |  | Bandengan
B335 | B 335-03 | MG SM 6 | PB |  | Bandengan
PM202 | 1770000008-089 | SIEMENS | LBS-2 | 2007 | Lenteng Agung
B331 | B 331-01 | FLUOKIT M | LBS 1 |  | Bandengan
KD138 | CI-2019-W30-3-0047 | SCHNEIDER | LBS |  | Pondok Kopi
CP188 | . | MERLIN GERIN | LBS |  | Ciputat
CP188 | . | MERLIN GERIN | LBS |  | Ciputat
CP188 | . | MERLIN GERIN | PB |  | Ciputat
KD123 | 5011-24 | ABB | LBS |  | Pondok Kopi
BT170 | BT170 | SCHNEIDER | LBS |  | Bintaro
BT170 | BT170 | SCHNEIDER | PB |  | Bintaro
B253 | CI-2019-W34.4.0013 | SCHNEIDER SM6 | LBS MOTORIZED | 2019 | Bandengan
B253 | CI-2019-W26.1.0036 | SCHNEIDER SM6 | LBS MOTORIZED | 2019 | Bandengan
B253 | CI-2019-W34.5.0040 | SCHNEIDER SM6 | LBS MOTORIZED | 2019 | Bandengan
BK12C | - | KIT 27.2 | PB |  | Marunda
B253 | CI-2018-W08.4.0012 | SCHNEIDER SM6 | LBS | 2018 | Bandengan
B253 | NO PLAT | SCHNEIDER SM6 | ACO/SACO | 2019 | Bandengan
BT225 | BT225 | GAE | LBS |  | Bintaro
BT225 | BT225 | GAE | LBS |  | Bintaro
BT225 | BT225 | GAE | PB |  | Bintaro
CD4 | CD4 | FLUOKIT M | PB |  | Bintaro
CD25 | CD25 | SIEMENS | LBS |  | Bintaro
CD25 | CD25 | SIEMENS | LBS |  | Bintaro
CD25 | CD25 | SIEMENS | PB |  | Bintaro
CD285 | CD285 | ABB | LBS |  | Bintaro
CD285 | CD285 | ABB | LBS |  | Bintaro
KG145 | - | ABB BC5 SYSTEM | PB TRAFO |  | Tanjung Priok
KG145 | - | ABB BC5 SYSTEM | PB TRAFO |  | Tanjung Priok
B3A | B 3A-01 | FLOUKIT M | PB |  | Bandengan
B3A | B 3A-04 | FLOUKIT M | PT |  | Bandengan
CP76 | CI-2016.W40.1.0002 | SCHNEIDER | CBOM | 2016 | Ciputat
CP171 | - | MG | PB |  | Ciputat
CP109 | - | SIEMENS | RMU |  | Ciputat
KD136 | 1950.09.13 | MERLIN GERLIN | LBS |  | Pondok Kopi
KD156 | 20253/133/05/07/E6 | GAE COMPACT | PBTRAFO | 2005 | Pondok Kopi
KD85 | 12120 | UNINDO | LBS | 2009 | Pondok Kopi
KD63 | CI-2017-W29-1-0031 | SCHNEIDER SM6 | LBS | 2017 | Pondok Kopi
KD63 | CI-2017-W36-3-0016 | SCHNEIDER SM6 | PB | 2017 | Pondok Kopi
PL155 | - | SCHNEIDER | LBS |  | Pondok Kopi
E356 | E356-1 | ABB | LBS | 2011 | Kramat Jati
E356 | E356-2 | ABB | LBS | 2011 | Kramat Jati
E356 | E356-3 | ABB | PB TRAFO | 2011 | Kramat Jati
CP4 | - | RETROFIT | PB 1 |  | Ciputat
CP4 | - | EGA | PB 2 |  | Ciputat
DB98 | DB 98 - LBS | EGA | LBS |  | Bandengan
DB98 | DB 98 - PB | EGA | PB |  | Bandengan
B227 | B 227-04 | KIT 27.2 | PT |  | Bandengan
B227 | B 227-05 | KIT 27.2 | BI |  | Bandengan
B206 | 0607.17.212 | EGA | LBS MOTORIZED | 2017 | Bandengan
T352P | 27097/075/12/01/E6 | GAE | PMT | 2012 | Menteng
T352P | 27110/075/12/01/E6 | GAE | PMT | 2012 | Menteng
PGL12 | 25450 | GAE | CBOM | 2011 | Pondok Kopi
CP110P | - | ABB | RMU |  | Ciputat
PGL10 | 25344/083/11/01/E6 | GAE | LBS | 2011 | Pondok Kopi
PL148 | 24609/104/11/02/E6 | GAE | PB | 2011 | Pondok Kopi
E181 | 2284/032/10/01/E6 | GAE | LBS | 2010 | Pondok Gede
PM57K | 650031 | SCHNEIDER | LBS | 2017 | Kramat Jati
AB205 | AB 205-02 | SIEMENS | LBS |  | Bandengan
PB68 | 1411-20 | ULUSOY ELECTRIC | CBOM | 2020 | Pondok Kopi
PG161S | 2018CSF61061 | F&G | PB | 2018 | Pondok Kopi
PG73B | 2421 | UNINDO | PB | 2017 | Pondok Kopi
PG73B | 911 | UNINDO | LBS | 2017 | Pondok Kopi
RSSB | 3356.17.213 | EGA | LBS | 2017 | Pondok Kopi
AB221 | AB 221-02 | FLUOKIT - M | METERING |  | Bandengan
PG81 | BELUM ADA | EGA | LBS | 2017 | Pondok Kopi
PG81 | BELUM ADA | EGA | LBS | 2017 | Pondok Kopi
E103B | Cl - 2018 - W32 - 5 -0061 | SCHNEIDER | LBS | 2018 | Pondok Kopi
PG81 | BELUM ADA | EGA | PB | 2017 | Pondok Kopi
PG81 | BELUM ADA | EGA | PB | 2017 | Pondok Kopi
AB220 | AB 220-02 | MERLIN GERIN SM 6 | LBS |  | Bandengan
AB220 | AB 220-03 | MERLIN GERIN SM 6 | PGC |  | Bandengan
MD92 | 12203045 | ORMAZABAL | PB | 2012 | Marunda
AB174 | AB 174-05 | SCHNEIDER | LBS |  | Bandengan
E38A | E38-170411304 | EGA | LBS | 2017 | Kramat Jati
E38A | E38-17041423 | EGA | PB TRAFO | 2017 | Kramat Jati
E380 | E380-50167029411101017 | ABB SAFE PLUS | LBS | 2016 | Kramat Jati
E380 | E380-501670294111011002 | ABB SAFE PLUS | LBS (MOTORIZE) | 2016 | Kramat Jati
E380 | E380-501670294111021001 | ABB SAFE PLUS | PB TRAFO | 2016 | Kramat Jati
SD113 | - | F & G | PB TRAFO |  | Tanjung Priok
SD101 | 0102.19.214 | EGA | PB TRAFO | 2019 | Tanjung Priok
KDR136 | 13.1771 | ABB | PMT | 2013 | Cengkareng
SD98 | SD 98-01 | MG SM6 | LBS |  | Bandengan
SD98 | SD 98-02 | MG SM6 | PB1 |  | Bandengan
SD98 | SD 98-03 | FLUKIT-M | LBS |  | Bandengan
SP253 | SP 253 - LBS | ORMAZBL | LBS |  | Kebon Jeruk
SP253 | SP 253 - LBS | ORMAZBL | LBS |  | Kebon Jeruk
KJ90 | KJ 90 - PGDB | MG | PGDB |  | Kebon Jeruk
SP111A | SP 111A - PB | FLOUKIT M | PB |  | Kebon Jeruk
SP147 | SP 147 - LBS | GAE | LBS |  | Kebon Jeruk
SP147 | SP 147 - PB1 | GAE | PB |  | Kebon Jeruk
KDR119 | - | SCHINEIDER | LBS |  | Cengkareng
S141P | 13.1507 | SCHNEIDER | PMT | 2013 | Menteng
PLPK | 14625 | UNINDO | PB | 2011 | Bandengan
DB7 | 2137 | FLUOKIT M24 | PB |  | Bandengan
DB7 | 634 | FLUOKIT M24 | PB |  | Bandengan
TA29 | TA 29-01 | EGA | LBS MOTORIZED | 2017 | Bandengan
SD127 | 4004 | FLOUKIT M | LBS |  | Tanjung Priok
SD207 | 10977 | FLOUKIT M | LBS |  | Tanjung Priok
KG385 | - | SCHNEIDER SM6 | LBS |  | Tanjung Priok
KG411 | 0 | SCHNEIDER RM6 | LBS |  | Tanjung Priok
KJ141 | KJ 141 - PB1 | FLUOKIT M | PB |  | Kebon Jeruk
SP124A | SP124A-KJ152 | SCHNEIDER | LBS |  | Kebon Jeruk
T369P | 0 | EGA | PMT |  | Menteng
KN110P | 131147 | GAE | PMT | 2013 | Menteng
KN110P | 131371 | GAE | PB | 2013 | Menteng
SP256 | SP 256 - LBS | SCHNEIDER | LBS |  | Kebon Jeruk
SP256 | SP 256 - LBS | FLUOKIT M | LBS |  | Kebon Jeruk
KJ66 | KJ 66 - LBS | CONTAC PLASMA | LBS |  | Kebon Jeruk
KJ136 | KJ 136-LBS-LBS-PB | SIEMENS | LBS RMU |  | Kebon Jeruk
CD81 | CD81 | CONTACK PLASMA | LBS |  | Bintaro
B240 | B 240-03 | SCHNEIDER | PB |  | Bandengan
RG9 | 173005555599-0120 | SIEMENS | LBS-1 | 2018 | Lenteng Agung
RG89P | RG 89P | ABB SAFEPLUS | LBS-2 |  | Lenteng Agung
CN52 | . | SIEMENS | LBS |  | Ciputat
KDR167 | 1126.13 | EGA | PB | 2013 | Cengkareng
KG420 | CI-2012-W40-7-0013 | SCHNEIDER SM6 | LBS |  | Tanjung Priok
SD152 | CI-2012-W44-3-0015 | SCHNEIDER SM6 | PGC |  | Tanjung Priok
KG421 | CI-2012-W44-3-0015 | SCHNEIDER SM6 | PGC |  | Tanjung Priok
SD152 | S9501367 | MG SM6 | PB TRAFO |  | Tanjung Priok
SD152 | - | SCHNEIDER | PT |  | Tanjung Priok
SD152 | 9449233L | SCHNEIDER | B1 |  | Tanjung Priok
KG253 | SM0601619 | MG SM6 | CBO |  | Tanjung Priok
KG2 | - | FLOUKIT M | PT |  | Tanjung Priok
AB158 | AB 158-01 | SCHNEIDER | LBS MOTORIZED | 2017 | Bandengan
AB158 | AB 158-02 | SCHNEIDER | LBS MANUAL | 2017 | Bandengan
AB158 | AB 158-04 | SCHNEIDER | PB 2 | 2017 | Bandengan
PG51 | CI-2015-W41-1-0004 | SCNEIDER | LBS | 2015 | Pondok Kopi
RSSB | 3597.17.213 | EGA | LBS | 2017 | Pondok Kopi
PMDC | 3572.17.213 | EGA | PB | 2017 | Pondok Kopi
KG423 | - | FLOUKIT M 24 | LBS |  | Tanjung Priok
KG423 | CI-2012-W44-2-0038 | MG SM6 | PGC | 2012 | Tanjung Priok
KG232 | - | SCHNEIDER SM6 | LBS |  | Tanjung Priok
KG232 | - | SCHNEIDER SM6 | LBS |  | Tanjung Priok
KG232 | 1959 | EGA | PB TRAFO |  | Tanjung Priok
KG232 | - | EGA | PB TRAFO |  | Tanjung Priok
KJ333 | 13-1514 | ABB | CBOM | 2013 | Kebon Jeruk
BT69 | BT69 | F&G | PB |  | Bintaro
BT52 | BT52 | SIEMEN | LBS |  | Bintaro
AB49 | AB 94-01 | SCHNEIDER | LBS |  | Bandengan
B68C | B 68C-02 | EGA | LBS 2 |  | Bandengan
E171 | E 171-W4650038 | SCHNEIDER | CBOM | 2014 | Kramat Jati
PM253 | CI-2019-W48-3-0024 | SCHNEIDER | LBS-1 | 2019 | Lenteng Agung
CD215 | CD215 | MG | LBS |  | Bintaro
PM48 | PM 48 | MG | PB-1 |  | Lenteng Agung
PM255 | PM 255P | ABB | LBS-1 |  | Lenteng Agung
PM255 | PM 255P | ABB | LBS-2 |  | Lenteng Agung
PM255 | PM 255P | ABB | PB-1 |  | Lenteng Agung
MK349 | MK 349-01 | MG SM 6 | LBS 1 |  | Bandengan
PM46 | PM 46 | SCHENEIDER | LBS-1 |  | Lenteng Agung
MK349 | MK 349-02 | MG SM 6 | LBS 2 |  | Bandengan
MK349 | MK 349-04 | MG VERCORS 6 | PB 2 |  | Bandengan
PM256 | PM 256 | SCHENEIDER | LBS-2 |  | Lenteng Agung
PM256 | PM 256 | SCHENEIDER | PB-1 |  | Lenteng Agung
CD128 | CD128 | F&G | LBS |  | Bintaro
TD196A | TD196A | KIT 27,2 | LBS |  | Bintaro
PM260 | PM 260 | SCHENEIDER | LBS-1 |  | Lenteng Agung
PM264 | PM 264 | ABB SAFEPLUS | LBS-1 |  | Lenteng Agung
PM264 | PM 264 | ABB SAFEPLUS | PB-1 |  | Lenteng Agung
CD273 | CD273 | SCHNEIDER | LBS |  | Bintaro
BT202 | BT202 | SCHNEIDER | LBS |  | Bintaro
PM265 | PM 265 | SCHNEIDER | LBS-2 |  | Lenteng Agung
BT128 | BT128 | MG | LBS |  | Bintaro
PM265 | PM 265 | SCHNEIDER | PB-1 |  | Lenteng Agung
BT128 | BT128 | MG | PB |  | Bintaro
PM266 | PM 266 | ABB | LBS-2 | 2012 | Lenteng Agung
CD273 | CD273 | SCHNEIDER | PGC/DT |  | Bintaro
PM349 | PM 349 | SCHNEIDER | LBS-1 |  | Lenteng Agung
PM349 | PM 349 | SCHNEIDER | LBS-2 |  | Lenteng Agung
BK19 | 1731.16.213 | EGA | LBS | 2016 | Marunda
PM347 | PM 347 | EGA MR | LBS-2 |  | Lenteng Agung
PM279 | PM 279 | FLUOKIT M MERAH | LBS-2 |  | Lenteng Agung
B262 | B 262-04 | MG VERCORS 6 | PT |  | Bandengan
B262 | B 262-05 | MG VERCORS 6 | PB |  | Bandengan
DB57 | DB 57 - LBS 2 | EGA | LBS |  | Bandengan
PM209 | PM 209 | FLUOKIT M | CBOG-1 |  | Lenteng Agung
PM144 | CI-2019-W21-3-0028 | SCHNEIDER | PB-1 |  | Lenteng Agung
DT91 | DT 91 | EGA | LBS-1 |  | Lenteng Agung
DT91 | DT 91 | EGA | LBS-2 |  | Lenteng Agung
DT91 | DT 91 | EGA | PB-1 |  | Lenteng Agung
RG73 | RG 73 | EGA | PB-1 |  | Lenteng Agung
RG73 | RG 73 | EGA | LBS-1 |  | Lenteng Agung
GH0158 | GH 158 | FLUOKIT M MOTORIS | LBS-3 |  | Lenteng Agung
RG66 | RG 66 | ABB UNISWITCH | PB-1 |  | Lenteng Agung
GH0158 | GH 158 | FLUOKIT M MOTORIS | LBS-6 |  | Lenteng Agung
MP190 | 1801-13BL | EGA | LBS | 2013 | Bulungan
SD207 | - | FLOUKIT M 24 | PGC |  | Tanjung Priok
TP22A | 24560/104/11/02/E6 | GAE | PB TRAFO |  | Tanjung Priok
SP156 | 0(sp 156) | EGA | LBS |  | Kebon Jeruk
SP156 | 0(sp 156) | KIT25 | LBS |  | Kebon Jeruk
SP156 | 0(sp 156) | KIT25 | PB |  | Kebon Jeruk
SP156 | 0(sp 156) | KIT25 | PB2 |  | Kebon Jeruk
SP13 | 0(SP 13) | MG | LBS |  | Kebon Jeruk
SP13 | 0(SP 13) | CONTAC PLASMA | PB1 |  | Kebon Jeruk
SP11A | 0(SP 11A) | GAE | LBS |  | Kebon Jeruk
SP107 | 0(SP 107) | SCHNEIDER | LBS |  | Kebon Jeruk
KJ75 | KJ 75 | FLUOKIT M | LBS |  | Kebon Jeruk
CD142 | CD142 | F & G | LBS |  | Bintaro
PM282 | PM 282 | SCHNEIDER | LBS-2 |  | Lenteng Agung
CD142 | CD142 | F & G | LBS |  | Bintaro
BT52 | BT52 | SIEMEN | PB |  | Bintaro
BT90 | BT90 | FLUKIT M | LBS |  | Bintaro
BT90 | BT90 | FLUKIT M | PB |  | Bintaro
B373 | 14604 | UNINDO | LBS 1 |  | Bandengan
B119 | B 119-03 | EGA | PB 1 |  | Bandengan
B119 | B 119-04 | ABB UNISWITCH | PB 2 |  | Bandengan
B89 | B 89-02 | ABB UNISWITCH | LBS 2 |  | Bandengan
B89 | B 89-03 | ABB UNISWITCH | PB |  | Bandengan
RG79 | . | FLUOKIT M | LBS |  | Ciputat
RG79 | . | FLUOKIT M | LBS |  | Ciputat
AB46 | AB 46-04 | FLUKIT-M | PT |  | Bandengan
K290 | LX36.0027 | SCHNEIDER | PMT | 2013 | Menteng
K290 | CI.0137.5.0009 | SCHNEIDER | CBOM | 2013 | Menteng
E360 | E 360-W16-2-0066 | SCHNEIDER | LBS | 2011 | Kramat Jati
E360 | E 360-W16-2-0066 | SCHNEIDER | LBS | 2011 | Kramat Jati
AB229 | AB 229-03 | SCHNEIDER - SM6 | LBS |  | Bandengan
KD25 | 0469.16.214 | EGA | LBS |  | Pondok Kopi
KD25 | 0454.16.214 | EGA | PB |  | Pondok Kopi
AB59NEW | AB 59N-01 | GAE | LBS |  | Bandengan
AB59NEW | AB 59N-02 | SCHNEIDER SM-6 | LBS MOTORIZED | 2017 | Bandengan
KD25A | 4878 | FLUOKIT M | LBS | 1995 | Pondok Kopi
AB59NEW | AB 59N-03 | EGA | PB1 | 2021 | Bandengan
KD25A | 4182 | UNINDO | PBTRAFO | 2010 | Pondok Kopi
AB59NEW | AB 59N-04 | EGA | PB2 | 2021 | Bandengan
RG49 | RG 49 | FLUOKIT M | LBS-2 |  | Lenteng Agung
BK100 | IEC265/298 | EGA | PB |  | Marunda
AB59A | AB 59A-01 | MERLIN GERIN - SM6 | LBS |  | Bandengan
AB59A | AB 59A-04 | MERLIN GERIN - SM6 | PB |  | Bandengan
RG45N | RG 45N | FLUOKIT M | PB-1 |  | Lenteng Agung
SP149 | 0(SP 149) | KIT 25 | LBS |  | Kebon Jeruk
SP37 | 0(SP 37) | SCHNEIDER | LBS |  | Kebon Jeruk
RG33 | CI-2019-W27-3-0085 | SCHNEIDER | CBOG-1 |  | Lenteng Agung
KD26 | 0888.17.216 | CBOG | LBS | 2017 | Pondok Kopi
KD26A | 9205057 | PIM | LBS | 2017 | Pondok Kopi
KD26A | 9139780 | PIM | LBS | 2017 | Pondok Kopi
KD26A | - | PIM | PB | 2017 | Pondok Kopi
BK101 | 233413 | EGA | LBS | 2013 | Marunda
KD27A | CI-2019-W27-2-0012 | SCHNEIDER | PB | 2019 | Pondok Kopi
AB51 | AB 51-01 | MERLIN GERIN - SM6 | LBS |  | Bandengan
AB51 | AB 51-03 | MERLIN GERIN - SM6 | PB1 |  | Bandengan
RG25 | RG 25 | SCHNEIDER | LBS-2 |  | Lenteng Agung
AB51 | AB 51-04 | MERLIN GERIN - SM6 | PB2 |  | Bandengan
KD27N | 1761.61.16.213 | EGA | LBS | 2016 | Pondok Kopi
KD27N | 0840.16.212 | EGA | LBS | 2016 | Pondok Kopi
KDR166 | 13.1307 | ABB | PB | 2013 | Cengkareng
KDR166 | 13.1012 | ABB | LBS MOT | 2013 | Cengkareng
RG18 | RG 18 | SCHNEIDER | PGDB-1 |  | Lenteng Agung
B63B | CI-2016-W26-3-0006 | SCHNEIDER SM6 | CBO RC | 2016 | Bandengan
B63B | B 63B-04 | SCHNEIDER SM6 | PB 2 | 2016 | Bandengan
PK25A | - | SIEMENS | PB TRAFO |  | Tanjung Priok
CN82 | - | SCHNEIDER | LBS |  | Ciputat
CP212 | - | SCHNEIDER | LBS |  | Ciputat
CP187 | - | FLUOKIT M | LBS |  | Ciputat
CP187 | - | FLUOKIT M | LBS |  | Ciputat
CP187 | - | FLUOKIT M | PB |  | Ciputat
PM341 | PM 341 | SCHNEIDER | LBS-2 |  | Lenteng Agung
BT255 | BT255 | GAE | LBS |  | Bintaro
PM289 | PM 289 | SCHNEIDER | LBS-2 |  | Lenteng Agung
PM341 | PM 341 | SCHNEIDER | PB-1 |  | Lenteng Agung
PM304P | PM 304P | EGA | PB-1 |  | Lenteng Agung
PM305P | PM 305P | F & G (COMPAC) | LBS-2 |  | Lenteng Agung
PM307 | PM 307P | EGA | PB-1 |  | Lenteng Agung
PM311 | PM:311:0300919 | MG | LBS-1 |  | Lenteng Agung
PM311 | PM 311:0300885 | MG | PB-1 |  | Lenteng Agung
AB61 | AB 61-02 | MERLIN GERIN - SM6 | LBS |  | Bandengan
GNS1 | GNS 01-02 | SCHNEIDER | LBS |  | Bandengan
GNS1 | GNS 01-01 | SCHNEIDER | LBS |  | Bandengan
GNS1 | GNS 01-03 | SCHNEIDER | PGC |  | Bandengan
CKG98 | 1117.13.BF | EGA | PB | 2013 | Cengkareng
B3A | B 3A-02 | FLOUKIT M | LBS |  | Bandengan
B3A | B 3A-03 | FLOUKIT M | LBS |  | Bandengan
BT21 | - | F & G | LBS |  | Ciputat
CP300 | 12591 | UNINDO | LBS | 2010 | Ciputat
CP300 | IEC 62271 | UNINDO | CBO | 2010 | Ciputat
AB187 | AB 187-01 | SIEMENS | PB |  | Bandengan
AB187 | AB 187-02 | SIEMENS | LBS |  | Bandengan
B3D | B 227 | SCHNEIDER - SM6 | LBS |  | Bandengan
B3D | B 3D-01 | EGA | LBS MOTORIZED | 2017 | Bandengan
B3D | B 3D-02 | SCHNEIDER - SM6 | LBS MANUAL | 2016 | Bandengan
MK346 | CSF.63434-LBS2 | AEP | LBS |  | Bandengan
MK137 | MK 137 | ORMAZABBAL | LBS |  | Bandengan
MK137 | MK 137 | ORMAZABBAL | PB |  | Bandengan
TT54P | 29629 | GAE | PMT | 2013 | Menteng
SP107 | 0(SP 107) | SCHNEIDER | LBS |  | Kebon Jeruk
SP107 | 0(SP 107) | EGA | PB |  | Kebon Jeruk
MB85 | MB 85-01 | MG SM 6 | LBS 1 |  | Bandengan
MB85 | MB 85-04 | SCHNEIDER SM6 | PGC |  | Bandengan
MB85 | 729.13.BF | EGA | PB |  | Bandengan
E48 | 35415212 | EGA | LBS | 2015 | Kramat Jati
E48 | 47845213 | EGA | LBS (MOTORIZE) | 2015 | Kramat Jati
SD229 | - | ABB SAFEPLUS | PB TRAFO |  | Tanjung Priok
KPK12 | SM1132101CI | SCHNEIDER SM6 | LBS |  | Bandengan
KPK12 | SM1133003CI | SCHNEIDER SM6 | LBS |  | Bandengan
MK136 | MK 136 PB | FLUOKIT M24 | PB |  | Bandengan
MK419 | MK 419 | MG VERCORS 6 | LBS |  | Bandengan
MK419 | MK 419 - LBS 2 | MG VERCORS 6 | LBS |  | Bandengan
MK419 | MK 419 | MG VERCORS 6 | PB |  | Bandengan
AB231 | AB 231-03 | SCHNEIDER - SM6 | PGC |  | Bandengan
CP178 | - | FLUOKIT M | LBS |  | Ciputat
CP178 | - | FLUOKIT M | LBS |  | Ciputat
CP178 | - | FLUOKIT M | PB |  | Ciputat
CP69 | - | F & G | LBS |  | Ciputat
CP79 | - | ABB | PB 1 |  | Ciputat
PL114 | W44-3-0025 | SCNIEDER | PB | 2017 | Pondok Kopi
B103 | B 103-0038.21.234 | EGA | CBO | 2021 | Bandengan
B28BIS | CI-2017-W04-3-0003 | SCHNEIDER SM6 | LBS 2 |  | Bandengan
B289 | B 289-01 | FLUKIT-M | LBS |  | Bandengan
B289 | B 289-02 | FLUKIT-M | LBS |  | Bandengan
B227 | B 227-01 | KIT 27.2 | LBS 1 |  | Bandengan
B227 | B 227-02 | KIT 27.2 | LBS 2 |  | Bandengan
B227 | B 227-03 | KIT 27.2 | PGDB |  | Bandengan
DB57 | DB 57 - PB | EGA | PB |  | Bandengan
CP111 | CP111 | SIEMEN | LBS |  | Bintaro
BT281 | BT281 | EGA | LBS |  | Bintaro
BT281 | BT281 | EGA | PB |  | Bintaro
B296 | B 296-01 | MG VERCORS 6 | LBS 1 |  | Bandengan
B296 | B 296-02 | MG VERCORS 6 | LBS 2 |  | Bandengan
BK106 | 3070 | CONTAC PLASMA | PT | 2003 | Marunda
B296 | B 296-03 | MG VERCORS 6 | PGDB |  | Bandengan
B296 | B 296-04 | MG VERCORS 6 | PT |  | Bandengan
B296 | B 296-05 | MG VERCORS 6 | BI |  | Bandengan
B296 | B 296-06 | MG VERCORS 6 | PB |  | Bandengan
BK106 | 3035 | SCHNEIDER SM6 | PGC |  | Marunda
CP197 | . | UNINDO | LBS |  | Ciputat
TD466 | C1-2013-W46.0006 | Scheneider | LBS MOTORIZED | 2013 | Ciputat
TD466 | C1-2013-W45.3.0027 | Scheneider | LBS | 2013 | Ciputat
BT86 | BT86 | FLUKIT M | LBS |  | Bintaro
MB46 | MB 46-0157.21.234 | EGA | PGDB | 2021 | Bandengan
MB46 | MB 46-04 | EGA | B1 | 2021 | Bandengan
CP247 | - | MG | LBS |  | Ciputat
CP247 | - | MG | LBS |  | Ciputat
CP247 | - | MG | PB |  | Ciputat
CP79 | - | FLUOKIT M | LBS |  | Ciputat
PGL16 | 502488616/3001-012 | ABB | PB | 2019 | Pondok Kopi
PL151 | 24903/105/11/01/E6 | GAE | LBS | 2011 | Pondok Kopi
PL151 | 29929/158/13/01/E6 | GAE | LBS | 2013 | Pondok Kopi
PL151 | 24971/105/11/02/E6 | GAE | PB | 2011 | Pondok Kopi
PGL14 | 1927S 159 | ORMAZABAL | LBS | 2019 | Pondok Kopi
PB39 | BELUM ADA | GAE | LBS |  | Pondok Kopi
PGL15 | 24899/105/11/01/E6 | GAE | LBS | 2011 | Pondok Kopi
PGL15 | 24966/105/11/02/E6 | GAE | PB | 2011 | Pondok Kopi
AB96 | AB 96-04 | EGA | PB1 |  | Bandengan
AB96 | AB 96-05 | EGA | PB3 |  | Bandengan
DB7 | DB 7 - PB 4 | GAE GSF | PB |  | Bandengan
BK170 | - | SCHNEIDER SM6 | LBS |  | Marunda
DB11 | DB 11 - PB | KIT 27,2 | PB |  | Bandengan
KPK6 | KPK 6 | SCHNEIDER SM6 | LBS |  | Bandengan
KPK6 | KPK 6 | SCHNEIDER SM6 | LBS |  | Bandengan
KPK19 | KPK 19 | SCHNEIDER SM 6 | LBS |  | Bandengan
KPK19 | KPK 19 | SCHNEIDER SM 6 | PGDB |  | Bandengan
BK197 | - | SCHNEIDER SM6 | PB |  | Marunda
AB265P | AB 265P-02 | SCHNEIDER - SM6 | LBS |  | Bandengan
AB229 | AB 229-01 | SCHNEIDER - SM6 | PGC 1 |  | Bandengan
AB229 | AB 229-02 | SCHNEIDER - SM6 | LBS |  | Bandengan
MK46 | MK 46 | EGA | LBS MANUAL |  | Bandengan
MK120 | MK 120 | SCHNEIDER | LBS | 2014 | Bandengan
MK120 | MK 120 | EGA | LBS MOTORIZED | 2017 | Bandengan
MK84 | SM0501052 | MERLIN GERLIN | LBS |  | Bandengan
MK84 | SM1048195CI | MERLIN GERLIN | LBS |  | Bandengan
KG42 | - | SCHNEIDER | PB TRAFO |  | Tanjung Priok
KG42 | 5012/04 | EGA | CBO |  | Tanjung Priok
MK346 | CSF.61199 | AEP | PB |  | Bandengan
MK346 | CSF.63433-LBS1 | AEP | LBS |  | Bandengan
MK137 | MK 13.7 | ORMAZABBAL | LBS |  | Bandengan
MB57 | MB 57-01 | SCHNEIDER SM 6 | LBS |  | Bandengan
PM326 | PM326 | FLUOKIT M BIRU | PGDB-1 |  | Lenteng Agung
BT227 | BT227 | SIEMEN | LBS |  | Bintaro
BT227 | BT227 | SIEMEN | PB |  | Bintaro
BK36 | 211.12BF | EGA | PB | 2012 | Marunda
CP48 | CP48 | KIT C 25 | LBS |  | Bintaro
CP48 | CP48 | KIT C 25 | LBS |  | Bintaro
CP48 | CP48 | KIT C 25 | PB |  | Bintaro
A132 | A 132-03 | GAE | PGC |  | Bandengan
DB9 | DB9-PB2 | EGA | PB |  | Bandengan
MK351 | 1410 | FLUOKIT M24 | LBS |  | Bandengan
MK351 | - | MG VERCORS 6 | PGDB |  | Bandengan
KJ164 | KJ 164 - PB | ABB | PB |  | Kebon Jeruk
KJ203 | KJ 203 - LBS | EGA | LBS MOTORIZED |  | Kebon Jeruk
KJ151 | KJ 151 - LBS | SCHNEIDER | LBS |  | Kebon Jeruk
KJ151 | KJ 151 - LBS | FLUOKIT M | LBS |  | Kebon Jeruk
KJ29 | KJ 29 - PB | ABB | PB |  | Kebon Jeruk
TP9AN | TP 9AN | SCHNEIDER SM6 | PMT |  | Cempaka Putih
B116B | 1607155 | ULUSOY | LBS | 2011 | Bandengan
TP60 | TP 60 - PB3 | KIT 25 | PB 3 |  | Cempaka Putih
TP60 | TP 60 - LBS ARAH GI | KIT 25 | PB 1 |  | Cempaka Putih
CGR27 | CGR 27 :1383-B-BL | EGA MR | LBS-1 |  | Lenteng Agung
DT85 | DT 85 : 27144 | GAE | LBS-2 | 2012 | Lenteng Agung
DT28A | 1780.17.213 | EGA | LBS-2 | 2017 | Lenteng Agung
T312 | 19103 | MGSM6 | PGC |  | Menteng
KS71 | 62401 | EGA | PMT |  | Menteng
SP120 | 0599-17-214 | EGA | PB | 2016 | Kebon Jeruk
CN42 | 1507.13 BL | EGA | LBS | 2012 | Ciputat
KJ124 | KJ 124 - LBS | SCHNEIDER | LBS MOTORIZED |  | Kebon Jeruk
KJ124 | KJ 124 - PB | SCHNEIDER | LBS |  | Kebon Jeruk
SP78 | SP 78 - LBS | EGA | PB | 2018 | Kebon Jeruk
T269 | T269 | MERLIN GERIN | LBS |  | Menteng
T269 | 0696.16.212 | MERLIN GERIN | LBS |  | Menteng
KB539 | KB 539 | SCHNEIDER | LBS |  | Bulungan
TD92N | 130256 | ABB | PB | 2013 | Ciputat
KB543 | KB 543 | SCHNEIDER | PGC |  | Bulungan
D308 | - | EGA | PGC |  | Menteng
KB545 | 0 | SCHNEIDER | LBS MOTORIZE |  | Bulungan
E369 | E 369-1701836 | EGA | PB | 2017 | Kramat Jati
CP168 | 2268-19 | ULUSOY | CBOM | 2019 | Ciputat
CP168 | 1836-19 | ULUSOY | PB | 2019 | Ciputat
CP168 | 2409-19 | ULUSOY | B1 | 2019 | Ciputat
KG329 | - | SCHNEIDER SM6 | LBS |  | Tanjung Priok
CP107 | - | F&G | LBS |  | Ciputat
CP308 | - | SCHNEIDER | LBS |  | Ciputat
CP308 | - | SCHNEIDER | LBS |  | Ciputat
CP308 | - | SCHNEIDER | PGC |  | Ciputat
PK9BIS | 5890 | FLUOKIT M 24 | KOPEL |  | Tanjung Priok
PK9BIS | SM1040071C1 | SM 6 | LBS |  | Tanjung Priok
E278 | E278-LBS-CV06-5142 | SCHNEIDER | LBS | 2016 | Kramat Jati
PK87 | - | KIT 25 | PB TRAFO |  | Tanjung Priok
PK87 | - | KIT 25 | PGDB |  | Tanjung Priok
PK87 | - | KIT 25 | B1 |  | Tanjung Priok
PL13 | ... | EGA | PB | 2017 | Pondok Kopi
DB102G | DB 102G-02 | ABB UNISWITCH | LBS | 2013 | Bandengan
BT36 | BT36 | SIEMEN | LBS |  | Bintaro
KJ336 | 1139-13 | EGA | PB TRAFO | 2013 | Kebon Jeruk
BT25 | BT25 | FLUOKIT M | PB |  | Bintaro
RG177 | RG 177 | SCHENEIDER | PGDB-1 |  | Lenteng Agung
AB35 | AB 35-01 | SCHNEIDER | PB3 |  | Bandengan
KD107 | 20022084980020 | ABB | LBS | 2002 | Pondok Kopi
AB35 | AB 35-02 | SCHNEIDER | PB2 |  | Bandengan
PG314 | PG 314 | KIT-M | PT |  | Cempaka Putih
AB35 | AB 35-04 | SCHNEIDER | LBS |  | Bandengan
AB35 | AB 35-05 | FLUMATIC | LBS |  | Bandengan
CP117 | - | ABB | LBS |  | Ciputat
CP117 | - | ABB | PB |  | Ciputat
CP117 | - | UNINDO | CBO |  | Ciputat
KD136 | 1948.09.13 | MERLIN GERLIN | LBS |  | Pondok Kopi
KD136 | 33615211 | EGA | PB TRAFO | 2015 | Pondok Kopi
KD156 | 20253/133/05/07/E6 | GAE | LBS |  | Pondok Kopi
KD156 | 20253/133/05/07/E6 | GAE COMPACT | LBS |  | Pondok Kopi
KD133 | 143109 | MERLIN GERIN | LBS |  | Pondok Kopi
KD133 | CI-2018-W31-1-0051 | SCHNEIDER | LBS | 2018 | Pondok Kopi
KD149 | 0335.15.212 | EGA | LBS | 2015 | Pondok Kopi
KD149 | 0252.14.214 | EGA | TRAFO | 2015 | Pondok Kopi
KD63 | 0155.17.213 | EGA | LBS | 2017 | Pondok Kopi
PL155 | CI-2018-W08-3-0027 | SCHNEIDER | CBOM |  | Pondok Kopi
KDR164 | 3461.13.BL | EGA | PMT | 2013 | Cengkareng
KDR164 | 3463.13.BL | EGA | PMT | 2017 | Cengkareng
KDR164 | W37-4-0007 | SCHENEIDER | CBOG | 2013 | Cengkareng
PL187 | 1021-14 | ABB | LBS | 2011 | Pondok Kopi
BK93 | 500411660/9021-31 | ABB SAFEPLUS | PB | 2011 | Marunda
BK93 | 500411660/8001-01 | ABB SAFEPLUS | LBS | 2011 | Marunda
MD60 | IVZN23050IV0011 | ABB UNISWITCH | LBS | 2000 | Marunda
MD60 | - | SCHNEIDER SM6 | PGC |  | Marunda
TD405 | - | SCHNEIDER | PB |  | Ciputat
CP324 | - | FLUOKIT M | LBS |  | Ciputat
CP324 | - | FLUOKIT M | PB |  | Ciputat
CP224 | - | GAE | LBS |  | Ciputat
CP253 | - | ORMAZABAL | PB |  | Ciputat
CP361 | - | GAE | PB |  | Ciputat
CP218 | - | FLUOKIT M | LBS |  | Ciputat
CP218 | - | SCHNEIDER | PB |  | Ciputat
TD371 | 2318-19 | ULUSOY | CBOM | 2019 | Ciputat
CN82 | - | SCHNEIDER | LBS |  | Ciputat
E360 | E 360-W16-2-0035 | SCHNEIDER | PB | 2011 | Kramat Jati
DB21 | DB 21 - LBS 1 | SCHNEIDER | LBS |  | Bandengan
DB21 | DB21-LBS 2 | SCHNEIDER | LBS | 2004 | Bandengan
DB21 | DB21-PB 1 | EGA | PB |  | Bandengan
E70 | E70-1 | SCHNEIDER | LBS | 2016 | Kramat Jati
E70 | E70-2 | SCHNEIDER | LBS (MOTORIZE) | 2016 | Kramat Jati
E70 | E70-3 | SCHNEIDER | PB TRAFO | 2016 | Kramat Jati
E70 | E70-5 | SCHNEIDER | PGDB | 2016 | Kramat Jati
CGR32 | C1-2017-W30-1-0019 | SCHNEIDER CBO | LBS-1 |  | Lenteng Agung
GD80 | GD80-4 | EGA | PB TRAFO | 2013 | Kramat Jati
AB134 | AB 134-01 | MERLIN GERIN - SM6 | LBS |  | Bandengan
AB134 | AB 134-02 | FLUKIT-M | LBS |  | Bandengan
GH0091 | GH 91-01 | FLUKIT-M | LBS |  | Bandengan
MK67 | GH 91-04 | FLUOKIT M24 | LBS |  | Bandengan
AB133 | AB 133-01 | GAE | LBS |  | Bandengan
AB133 | AB 133-02 | GAE | LBS |  | Bandengan
AB133 | AB 133-03 | GAE | PGC |  | Bandengan
AB178 | AB 178-01 | FLUOKIT - M | LBS |  | Bandengan
AB178 | AB 178-02 | FLUOKIT - M | LBS |  | Bandengan
B191N | B 191-4 | FLUOKIT M24+ | PB |  | Bandengan
SD59 | - | MG SM 6 | PB TRAFO |  | Tanjung Priok
AB89 | AB 89-10 | FLUOKIT M | LBS |  | Bandengan
AB89 | AB 89-11 | FLUOKIT M | LBS |  | Bandengan
KDR165 | Cl-W41-5-0009 | SCHENEIDER | CBOG | 2013 | Cengkareng
GH0307 | GH 307-03 | FLUOKIT - M | LBS |  | Bandengan
GH0307 | GH 307-04 | FLUOKIT - M | LBS |  | Bandengan
GH0307 | GH 307-08 | MERLIN GERIN SM 6 | LBS |  | Bandengan
GH0307 | GH 307-08 | MERLIN GERIN SM 6 | LBS |  | Bandengan
GH0307 | GH 307-09 | MERLIN GERIN SM 6 | LBS |  | Bandengan
GH0307 | GH 307-011 | MERLIN GERIN SM 6 | LBS |  | Bandengan
PK285M | - | ABB UNISWITCH | PB |  | Marunda
MD65 | 20012046280002 | ABB SAFEPLUS | PGDB | 2001 | Marunda
MD28 | 13.1345 | ABB UNISWITCH | PB | 2013 | Marunda
KG155 | - | SIEMENS | PB | 1993 | Marunda
AB265P | AB 265P-03 | SCHNEIDER - SM6 | LBS |  | Bandengan
TD426 | - | FLUOKIT M | CBO |  | Ciputat
BT21 | - | F & G | LBS |  | Ciputat
BT21 | - | F & G | PB |  | Ciputat
CP76 | CI-2016-W37.5.0010 | SCHNEIDER | LBS | 2016 | Ciputat
CP300 | 12592 | UNINDO | LBS | 2010 | Ciputat
KD207 | SM0703086 | MERLIN GERLIN | LBS |  | Pondok Kopi
KD207 | SM0703072 | MERLIN GERLIN | CBOM |  | Pondok Kopi
K178 | 1794.16.213 | EGA | LBS |  | Pondok Kopi
K178 | 0859.16.212 | EGA | LBS |  | Pondok Kopi
CP109 | - | SIEMENS | RMU |  | Ciputat
CP109 | - | SIEMENS | RMU |  | Ciputat
KD83 | CV- 06-5140/005 | SIEMENS COMPACT | TRAFO |  | Pondok Kopi
KD83 | - | SIEMENS COMPACT | LBS |  | Pondok Kopi
KD83 | - | SIEMENS COMPACT | LBS |  | Pondok Kopi
CP117 | - | ABB | LBS |  | Ciputat
KD85 | 2500.17.213 | EGA | LBS | 2017 | Pondok Kopi
KD85 | 3829 | UNINDO | PB | 2005 | Pondok Kopi
KD85 | 951031L | MERLIN GERIN | CBOM |  | Pondok Kopi
KD133 | CI-2019-W24-3-0073 | SCHNEIDER | LBS | 2019 | Pondok Kopi
KD133 | CI-2018-W32-5-0026 | SCHNEIDER | CBOG | 2018 | Pondok Kopi
KD133 | CI-2019-W26-2-0006 | SCHNEIDER | PB | 2019 | Pondok Kopi
KD149 | 0463.15.213 | EGA | LBS | 2015 | Pondok Kopi
PL155 | CI-2018-W23-6-0013 | SCHNEIDER | LBS |  | Pondok Kopi
CP406 | 27235/075/12/01/E6 | GAE | LBS | 2012 | Ciputat
CP406 | 07290075/12/01/E6 | GAE | LBS | 2012 | Ciputat
CP406 | 27391/075/12/02/36 | GAE | PB | 2012 | Ciputat
CP4 | - | EGA | LBS |  | Ciputat
CP4 | - | ABB | LBS |  | Ciputat
E38B | E38B-100630015 | SCHNEIDER | LBS | 2016 | Kramat Jati
E365 | E365-501670294 | ABB SAFE PLUS | PB TRAFO | 2016 | Kramat Jati
AB261P | 20032129020008 | ABB | LBS | 2003 | Bandengan
AB261P | 20032129020008 | ABB | LBS | 2003 | Bandengan
AB12 | AB 12-01 | SCHNEIDER SM6 | LBS |  | Bandengan
TD177 | 1414.17.214 | EGA | PB | 2017 | Ciputat
KG109 |  | GAE | CBOM |  | Marunda
CK23 | 19601 | SCHNEIDER SM6 | PGC | 2016 | Marunda
KG408 |  | GAE GDSA | CBOM |  | Marunda
TD94D | TD 94D 12885 | ABB | LBS MOTORIZED |  | Bulungan
TD94D | TD 94D 121343 | ABB | PB |  | Bulungan
E335P | E335P-1 | SCHEINEDER | LBS | 2011 | Kramat Jati
JGK3P | IDABB419010085 | ABB | LBS-2 | 2018 | Lenteng Agung
KD117 | CI-2015-W41-3-0001 | SCHNEIDER SM6 | CBOM | 2015 | Pondok Kopi
B66N | CI-2017-W35-2-0018 | SCHNEIDER SM6 | LBS MOTORIZED | 2017 | Bandengan
B66N | B 66N-03 | ABB UNISWICTH | PB |  | Bandengan
KD108 | 0861.15.209 | EGA | LBS |  | Pondok Kopi
PL159 | 2900.13.BL | EGA | LBS |  | Pondok Kopi
E61B | E 61 B-400569 | SCHNEIDER | CBOG (PMIN) | 2019 | Kramat Jati
E146A | 0140.17.214 | EGA | PB | 2017 | Pondok Kopi
B389 | CI-2017-W20-3-0037 | SCHNEIDER SM6 | LBS MOTORIZED | 2017 | Bandengan
DB95 | DB 95 - LBS | SCHNEIDER SM 6 | LBS |  | Bandengan
AB81 | AB 81-04 | KIT 25 | PB2 |  | Bandengan
AB223 | AB 223-02 | MERLIN GERIN - SM6 | LBS |  | Bandengan
AB223 | AB 223-03 | MERLIN GERIN - MG | PB1 |  | Bandengan
AB223 | AB 223-04 | MERLIN GERIN - SM6 | PB2 |  | Bandengan
KD135 | 1V2N230762M0011 | ABB | CBOM |  | Pondok Kopi
KD126 | CI-2019-W27-5-0078 | SCHNEIDER | CBOM |  | Pondok Kopi
E105P | E 105 P-501670294 | ABB SAFE PLUS | LBS | 2016 | Kramat Jati
E105A | E105A-1701925 | EGA | LBS | 2017 | Kramat Jati
E105A | E105A-170310507 | EGA | LBS (MOTORIZE) | 2017 | Kramat Jati
E105A | E105A-1707271 | EGA | PB | 2017 | Kramat Jati
E47A | 41315212 | EGA | LBS | 2015 | Kramat Jati
E47A | 63015213 | EGA | LBS (MOTORIZE) | 2015 | Kramat Jati
A143 | A 143-01 | F&G | LBS |  | Bandengan
PM286P | PM 286P | GAE | LBS-1 | 2012 | Lenteng Agung
BT241 | BT241 | ABB | LBS |  | Bintaro
PM286P | PM 286P | GAE | LBS-2 | 2012 | Lenteng Agung
BT241 | BT241 | ABB | PB |  | Bintaro
PM286P | PM 286P | GAE | PB-1 | 2012 | Lenteng Agung
PM29 | T73005052683-0258 | SIEMENS | PB-2 | 2017 | Lenteng Agung
PM33G | PM 33G | SIEMENS | PB-1 |  | Lenteng Agung
PM33D | PM 33D | EGA | LBS-1 |  | Lenteng Agung
PM339 | PM 339 | FLUOKIT M BIRU | LBS-1 |  | Lenteng Agung
PM339 | PM 339 | FLUOKIT M BIRU | PB-1 |  | Lenteng Agung
PM299 | CI-2019-W28-5-0018 | SCHNEIDER | LBS-2 | 2019 | Lenteng Agung
PL183 | 13.0213 | EGA | PB |  | Pondok Kopi
KPK31P | KPK 31 P - PB | EGA | PB |  | Bandengan
TT53 | 2426-13 | EGA | PMT | 2013 | Menteng
TT53 | 2427-13 | EGA | PMT | 2013 | Menteng
CP11A | - | FLUOKIT M | LBS |  | Ciputat
CP11A | - | ABB | LBS |  | Ciputat
CP11A | - | ABB | PB |  | Ciputat
TD23K | - | F & G | LBS |  | Ciputat
TD23K | - | F & G | PB |  | Ciputat
CP208 | - | F & G | LBS |  | Ciputat
CP50 | 0875.17.216 | EGA | LBS | 2017 | Ciputat
CP50 | CI-2016-W34-2-0006 | SCHNEIDER | PB 2 | 2016 | Ciputat
BT4 | - | ABB | LBS |  | Ciputat
BT4 | - | ABB | LBS |  | Ciputat
CP27A | - | ABB | LBS |  | Ciputat
CP27A | - | ABB | PB |  | Ciputat
CP38 | - | KIT 25 | LBS |  | Ciputat
CP38 | - | KIT 25 | PB |  | Ciputat
CP42 | - | FLUOKIT M | SUTM |  | Ciputat
CP42 | - | UNINDO | PB |  | Ciputat
CP25A | - | SCHNEIDER | LBS |  | Ciputat
CP118 | - | SIEMENS | LBS |  | Ciputat
CP118 | - | SIEMENS | PB |  | Ciputat
CP160 | - | MG | PB |  | Ciputat
CK77 | - | SCHNEIDER SM6 | PGC | 0 | Marunda
B68C | B 68C-01 | EGA | LBS 1 |  | Bandengan
MD100 | 178813-BL | EGA | LBS | 2013 | Marunda
MD100 | 89813-BL | EGA | PB | 2013 | Marunda
GD425 | 159817212 | EGA | LBS MOTORIZE | 2017 | Ciracas
E273 | E273-1 | EGA | LBS | 2017 | Kramat Jati
B255 | GNS-01 | SCHNEIDER | LBS |  | Bandengan
AB187 | AB 187-03 | SIEMENS | LBS |  | Bandengan
E38B | E38B-101310011 | SCHNEIDER | LBS | 2016 | Kramat Jati
E38B | E38B-101830030 | SCHNEIDER | PB TRAFO | 2016 | Kramat Jati
E365 | E365-501670294 | ABB SAFE PLUS | LBS | 2016 | Kramat Jati
E365 | E365-501670294 | ABB SAFE PLUS | LBS | 2016 | Kramat Jati
AB261P | 20032129020008 | ABB | PB | 2003 | Bandengan
JS25 | 0972.17.212 | EGA | LBS | 2017 | Pondok Gede
JW47 | 1982.13.BL | EGA | LBS | 2013 | Pondok Gede
BK24B | 572.12.BL | EGA | LBS | 2012 | Marunda
BK24B | 25912.BF | EGA | PB | 2012 | Marunda
TD222 | . | MERLIN GERIN | LBS |  | Ciputat
KDR174 | 29562/094/13/01/EG | GAE | PMT | 2013 | Cengkareng
KDR174 | 29520/094/13/03/EG | GAE | CBOG | 2013 | Cengkareng
MN2 | CI-2019-W10-3-0043 | SCHNEIDER | PGDB | 2019 | Pondok Gede
JR173 | 13.1261 | ABB UNISWITCH | LBS | 2013 | Pondok Gede
JR173 | 13.1389 | ABB UNISWITCH | PB | 2013 | Pondok Gede
CKG90 | 1088.13.BF | EGA | PB | 2013 | Cengkareng
PD23 | 1226 | FLUOKIT M | LBS | 1997 | Pondok Gede
KDR163 | 2250.13.BL | EGA | PMT | 2013 | Cengkareng
KDR163 | W37-6-0002 | SCHENEIDER | CBOG | 2013 | Cengkareng
DB27 | 1606350 | EGA | LBS |  | Bandengan
JS158 | SM 0703765 | MG SM6 | LBS |  | Pondok Gede
JS168 | CI-2017-W52-2-0001 | SCHNEIDER | LBS | 2015 | Pondok Gede
JS195 | CI-2021-W38-5-1405 | SCHNEIDER RM 6 | LBS | 2021 | Pondok Gede
JS25 | 0861.17.214 | EGA | PB | 2017 | Pondok Gede
E124 | W03400100 | SCHNEIDER | LBS | 2016 | Kramat Jati
JS32 | CI-2021-W39-4-1403 | SCHNEIDER RM 6 | LBS | 2021 | Pondok Gede
JS32 | CI-2021-W39-2-1402 | Schneider RM 6 | LBS | 2021 | Pondok Gede
JW31 | 23482/102/11/01/E6 | GAE | LBS | 2011 | Pondok Gede
PDG1 | ALLIM38 | MG SM6 | PB |  | Pondok Gede
CK44 | 75.12.BF | EGA | PB | 2012 | Marunda
CK44 | 12866 | ABB UNISWITCH | LBS | 2012 | Marunda
JW47 | 12.1006 | ABB UNISWITCH | PB | 2012 | Pondok Gede
JW49 | 1222.13.BL | EGA(MOTORIZE) | LBS | 2013 | Pondok Gede
JW49 | 1431.13.BL | EGA(MOTORIZE) | LBS | 2013 | Pondok Gede
JW8P | - | FLUOKIT | PB |  | Pondok Gede
TT54P | 29630 | GAE | PMT | 2013 | Menteng
PG181 | 62271-200 | SM6 | LBS |  | Pondok Kopi
PG181 | BELUM ADA | EGA | B1 | 2017 | Pondok Kopi
MK249 | AB 168-03 | ABB | PB |  | Bandengan
PG237 | 1160.18.214 | EGA | PB | 2018 | Pondok Kopi
PG200 | 02/RET-02 | KIT C 25 | PB | 2006 | Pondok Kopi
PB4 | 1297-20 | ULUSOY ELECTRIC | LBS | 2020 | Pondok Kopi
PB4 | 0818-20 | ULUSOY ELECTRIC | LBS | 2020 | Pondok Kopi
PB4 | 1031-21 | ULUSOY ELECTRIC | PB TRAFO | 2021 | Pondok Kopi
BT51 | BT51 | F&G | LBS |  | Bintaro
DB47 | DB 47-LBS-01 | ABB BC 5 | LBS 1 |  | Bandengan
DB47 | DB 47-LBS-02 | ABB BC 5 | LBS 2 |  | Bandengan
DB47 | DB 47- PB-03 | KIT 27,2 | PB |  | Bandengan
MK267 | CI2019 W02-5-0033 | SCHNEIDER | PB |  | Bandengan
TA46 | CI2018-W28-5-0087 | SCHNEIDER | LBS |  | Bandengan
TA46 | CI2019-W20-1-0034 | SCHNEIDER | LBS |  | Bandengan
DB27 | 17041352 | EGA | PB |  | Bandengan
KG3 | - | SCHNEIDER SM6 | PGC |  | Tanjung Priok
JR178 | 13.1275 | ABB UNISWITCH | LBS | 2013 | Pondok Gede
JS168 | CI-2019-W27-1-0074 | SCHNEIDER | CBOG | 2019 | Pondok Gede
JR178 | 13.0242 | ABB UNISWITCH | LBS | 2013 | Pondok Gede
PB32 | 13369 | FLOUKIT M 24 | LBS |  | Pondok Kopi
BT135 | BT135 | F&G | PB |  | Bintaro
BT137 | BT137 | MG | PB |  | Bintaro
BT179 | BT179 | SCHNEIDER | LBS |  | Bintaro
TD215 | TD215 | SCHNEIDER | LBS |  | Bintaro
B243 | B 243-03 | SCHNEIDER SM6 | PB |  | Bandengan
BT297 | BT297 | EGA | PB |  | Bintaro
CD329 | CD329 | EGA | LBS |  | Bintaro
KB279 | KB279 | GAE | PB |  | Bintaro
CD329 | CD329 | EGA | LBS |  | Bintaro
B231 | B 231-01 | EGA | PB1 |  | Bandengan
B231 | B 231-02 | EGA | PB2 |  | Bandengan
BT37 | BT37 | ABB | PB |  | Bintaro
KD4E | 2890.17.213 | EGA | LBS | 2017 | Pondok Kopi
BT292 | BT292 | ABB | LBS |  | Bintaro
BT177 | BT177 | FLUOKIT M | PB |  | Bintaro
KD4E | 1257.18.214 | EGA | PB | 2018 | Pondok Kopi
KJ153 | KJ153 | SCHNAEIDER SM 6 | LBS |  | Bintaro
CD29B | CD29B | KIT 27.2 | LBS |  | Bintaro
CD12A | CD12A | GAE | PB |  | Bintaro
B237 | B 237-02 | FLUOKIT M | LBS |  | Bandengan
BT178 | BT178 | ORMJBL | PB |  | Bintaro
CP148 | . | SCHNEIDER | PB |  | Ciputat
KL72 | KL72 | KIT 25 & ABB RETR. | PB |  | Bintaro
BT88 | BT88 | FLUOKIT M | PB |  | Bintaro
B68 | B 68-03 | ORMAZABAL | PB1 |  | Bandengan
RG26 | RG 26 | EGA | LBS-1 |  | Lenteng Agung
RG19 | RG 19 | SCHENEIDER | LBS-1 |  | Lenteng Agung
RG172 | 137813BL | EGA | LBS-2 | 2013 | Lenteng Agung
RG171 | RG 171 | EGA | LBS-2 |  | Lenteng Agung
RG168 | RG 168 | SCHNEIDER | PB-1 |  | Lenteng Agung
PM143SS | PM 143 | EGA | CBOG-1 |  | Lenteng Agung
RG166 | 515-12-BL | EGA | LBS-1 | 2012 | Lenteng Agung
RG162 | RG 162 | GAE | LBS-2 |  | Lenteng Agung
PM181 | PM 181 | EGA | LBS-1 |  | Lenteng Agung
RG159 | RG 159 | ABB SAFEPLUS | LBS-1 |  | Lenteng Agung
RG150 | RG 150 | FLUOKIT M BIRU | PB-1 |  | Lenteng Agung
PM153 | PM 153 | EGA | PB-1 |  | Lenteng Agung
RG147 | RG 147 | SCHNEIDER | LBS-1 |  | Lenteng Agung
RG147 | RG 147 | SCHNEIDER | LBS-2 |  | Lenteng Agung
RG146 | CV 06-5081/027 | SIEMENS | LBS-2 | 1990 | Lenteng Agung
RG144 | RG 144 | SCHNEIDER | LBS-1 |  | Lenteng Agung
PM156A | 173005555599-0132 | SIEMENS | PB-1 | 2018 | Lenteng Agung
RG120P | RG 120P | UNINDO | LBS-1 |  | Lenteng Agung
CD30 | CD30 | KIT 25 | PB |  | Bintaro
PM166 | PM 166 | GAE COMPACT | LBS-2 |  | Lenteng Agung
RG116P | 418111087/Th.2018 | ABB SAFE FLUSE | PB-1 | 2018 | Lenteng Agung
RG115P | CV 744738-00020/025 | SIEMENS | LBS-2 | 2005 | Lenteng Agung
KG123 | C1.2017.W40.2.0025 | SCHNEIDER SM6 | PB TRAFO | 2017 | Tanjung Priok
E73 | E 73-114817234 | EGA | LBS | 2017 | Kramat Jati
E73 | E 73-088617212 | EGA | LBS | 2017 | Kramat Jati
E73 | E 73-925.13.BF | EGA | PB | 2012 | Kramat Jati
PM335 | PM 335 | ABB | LBS-1 |  | Lenteng Agung
PM335 | PM 335 | ABB | PB-1 |  | Lenteng Agung
AB89 | AB 89-02 | SCHNEIDER | LBS |  | Bandengan
AB89 | AB 89-05 | SCHNEIDER | LBS |  | Bandengan
AB89 | AB 89-08 | SCHNEIDER | PGC |  | Bandengan
AB89 | AB 89-09 | FLUOKIT M | LBS KOPEL |  | Bandengan
AB89 | AB 89-12 | SCHNEIDER | CBOM |  | Bandengan
BK15 | - | EGA | PB |  | Marunda
AB178 | AB 178-05 | FLUOKIT - M | B1 |  | Bandengan
KDR165 | 3489.13.BL | EGA | PMT | 2013 | Cengkareng
BK110 | IEC612435 | ORMAZABAL | LBS | 2012 | Marunda
SP202 | 0(SP 202) | CONTAC PLASMA | PGC |  | Kebon Jeruk
SP222 | 0(SP 222) | SCHNEIDER | PB |  | Kebon Jeruk
CP442 | C1-2013-W-44.1.0014 | Scheneider | LBS MOTORIZED | 2013 | Ciputat
CP442 | 3439.13BL | EGA | LBS | 2013 | Ciputat
CP442 | 1663.13BF | EGA | PB | 2013 | Ciputat
GD303P | GD303-SM 0929039CI | SM6-SCHNEIDER | LBS | 2009 | Kramat Jati
GD303P | GD303P-SM 0929055CUI | SM6-SCHNEIDER | LBS | 2009 | Kramat Jati
GD303P | GD303P-SM 0803745 | SM6-SCHNEIDER | PB | 2009 | Kramat Jati
GD127 | GD127-/2001-09 | ABB-SAFEPLUS | LBS | 2009 | Kramat Jati
KD107 | 20022084980020 | ABB | LBS | 2002 | Pondok Kopi
AB35 | AB 35-03 | SCHNEIDER | PB1 |  | Bandengan
PG314 | PG 314 | KIT-M | PGDB |  | Cempaka Putih
KD107 | 20022084980020 | ABB | PBTRAFO | 2002 | Pondok Kopi
K178 | 0455.16.214 | EGA | PB |  | Pondok Kopi
KDR168 | 1187.13 | EGA | PB | 2013 | Cengkareng
KDR168 | 2167.13 | EGA | PMT | 2013 | Cengkareng
KDR168 | 2148.13 | EGA | PMT | 2013 | Cengkareng
KG380 | 12.742 | ABB UNISWITCH | PB TRAFO | 2012 | Tanjung Priok
KG380 | CI-2012-W27-5-0005 | SCHNEIDER SM6 | LBS |  | Tanjung Priok
PGL23 | 2151.13.BL | EGA | LBS | 2013 | Pondok Kopi
RG155 | RG 155 | SCHNEIDER | LBS-2 |  | Lenteng Agung
RG154 | RG 154 | SCHNEIDER | PB-1 |  | Lenteng Agung
PM149A | PM 149A | FLUOKIT M BIRU | LBS-1 |  | Lenteng Agung
RG153 | RG 153 | SCHNEIDER RM6 | LBS-1 |  | Lenteng Agung
RG150 | RG 150 | FLUOKIT M BIRU | LBS-1 |  | Lenteng Agung
RG148 | RG 148 | GAE | PB-1 |  | Lenteng Agung
PM153 | PM 153 | EGA | PB-2 |  | Lenteng Agung
PM154 | PM 154 | EGA | LBS-2 |  | Lenteng Agung
RG144 | RG 144 | SCHNEIDER | LBS-2 |  | Lenteng Agung
PM154P | PM 154P | ABB SAFERING | LBS-1 |  | Lenteng Agung
RG141 | CSF63036 thn 2019 | ORMAZABAL | LBS-1 |  | Lenteng Agung
PM154P | PM 154P | ABB SAFERING | PB-1 |  | Lenteng Agung
PM156A | 173005555599-0136 | SIEMENS | LBS-2 | 2018 | Lenteng Agung
PM157 | PM 157 | EGA | LBS-2 |  | Lenteng Agung
RG13 | RG 13 | SCHNEIDER | PGDB-1 |  | Lenteng Agung
BT51 | BT51 | F&G | LBS |  | Bintaro
BT51 | BT51 | F&G | PB |  | Bintaro
MB39P | CI-2021-W31-3-1401 | SCHNEIDER | LBS MANUAL | 2021 | Bandengan
MB39P | CI-2019-W28-4-1401 | SCHNEIDER | LBS MANUAL | 2019 | Bandengan
MB69 | CI-2018.W19.1.0042 | SCHNEIDER SM6 | LBS MANUAL | 2018 | Bandengan
MB69 | CI-2017.W29-4-0015 | SCHNEIDER SM-6 | LBS MOTORIZED | 2017 | Bandengan
MB65 | MB 65-03 | ABB SAFEPLUS | PB |  | Bandengan
MB21N | MB 21-03 | SCHENEIDER SM6 | PGC |  | Bandengan
MB82 | MB 82-03 | SCHENEIDER SM6 | PGC |  | Bandengan
KDR167 | 2200.13 | EGA | PMT | 2013 | Cengkareng
JR165 | ANIS33 | MG RM6 | PB |  | Pondok Gede
JR165 | ANIS34 | MG RM6 | LBS |  | Pondok Gede
CK174 | 1779 | AREVA | LBS | 2008 | Marunda
CK174 | - | AREVA | LBS |  | Marunda
CK174 | - | AREVA | PB |  | Marunda
TD467 | 131784 | ABB | LBS | 2013 | Ciputat
TD467 | 131873 | ABB | LBS | 2013 | Ciputat
KDR174 | 29592/094/13/01/EG | GAE | PMT | 2013 | Cengkareng
TD467 | 131437 | ABB | PB | 2013 | Ciputat
CKG90 | CI-2013-W37-3-0018 | SCHENEIDER | LBS | 2013 | Cengkareng
CKG90 | Cl-2013-W37-5-0019 | SCHENEIDER | LBS | 2013 | Cengkareng
CKG90 | 1099.13.BF | EGA | PB | 2013 | Cengkareng
PG109 | PG 109 | SM6 | PGC |  | Cempaka Putih
MK298 | MK298-CBOM | FLUOKIT.M | PB | 2009 | Bandengan
MK298 | MK 298-LBS1 | FLUOKIT.M | LBS 1 |  | Bandengan
MK298 | MK 298 - LBS 2 | FLUOKIT.M | LBS 2 |  | Bandengan
MK298 | MK 298 - CBOM | FLUOKIT.M | CBOM |  | Bandengan
CKG92 | 1100.13.BF | EGA | PB | 2013 | Cengkareng
CKG92 | 1118.13.BF | EGA | PB | 2013 | Cengkareng
CKG92 | CI-2013-W36-1-0025 | SCHENEIDER | LBS | 2013 | Cengkareng
CKG92 | CI-2013-W37-4-0023 | SCHENEIDER | LBS | 2013 | Cengkareng
BK93 | 500411660/8001-06 | ABB SAFEPLUS | LBS | 2011 | Marunda
KD50N | Ci-2015-w22-4-0031 | SCHNEIDER | CBOM | 2015 | Pondok Kopi
KD50N | CI-W30-5-0028 | SCHNEIDER | PB | 2014 | Pondok Kopi
KD59S | 500411660/5001-01 | ABB | LBS | 2011 | Pondok Kopi
KD59T | SM1116150CI | SM 6 | CBOM |  | Pondok Kopi
MK333 | MK 333 - LBS 1 | FLOUKIT M | LBS 1 |  | Bandengan
MK333 | MK 333 - LBS 2 | MERLIN GERLIN | LBS 2 |  | Bandengan
TD22 | CI-2018-W33-1-0036 | SCHNEIDER | LBS | 2018 | Ciputat
TD22 | . | UNINDO | LBS |  | Ciputat
TD22 | . | UNINDO | PB |  | Ciputat
BT284 | CD266 | SCHNEIDER | LBS | 2013 | Bintaro
BT284 | KB239 | SCHNEIDER | LBS | 2013 | Bintaro
BT284 | BT284 | SCHNEIDER | PB | 2013 | Bintaro
AB248P | AB 248P-02 | SCHNEIDER RM6 | LBS |  | #N/A
AB248P | AB 248P-03 | SCHNEIDER RM6 | LBS |  | #N/A
MB77 | SM 1132020CI | SCHENEIDER SM 6 | LBS 1 |  | Bandengan
MB77 | SM 1149104CI | SCHENEIDER SM 6 | PGC |  | Bandengan
GD242 | GD 242-RMU1993/30 | SCHNEIDER | LBS (MOTORIZE) | 2010 | Kramat Jati
GD242 | E242- | SCHNEIDER | LBS (MOTORIZE) | 2010 | Kramat Jati
PS18 | PS 18 | SCHNEIDER SM6 | PB |  | Cempaka Putih
PS22 | PS 22 | EGA | PMT |  | Cempaka Putih
K18E | K 18E | SCHNEIDER SM6 | PB |  | Cempaka Putih
PS24 | PS 24 | GAE | PMT |  | Cempaka Putih
K21 | K 21 | SCHNEIDER SM6 | PMT |  | Cempaka Putih
K33B | K 33B | EGA | PB 2 |  | Cempaka Putih
K33D | K 33D | EGA | PMT |  | Cempaka Putih
K33E | K 33E | GAE | PMT |  | Cempaka Putih
K53N | K 53 | SCHNEIDER SM6 | PMT |  | Cempaka Putih
K95 | K 95 | SCHNIDER SM6 | PMT |  | Cempaka Putih
MP167 | 0 | SCHNEIDER | LBS |  | Bulungan
B30X | B 30X-01 | FLUKIT-M | B1 |  | Bandengan
B30X | B 30X-02 | FLUKIT-M | PGDB |  | Bandengan
B30X | B 30X-03 | FLUKIT-M | PT |  | Bandengan
B30X | B 30X-04 | FLUKIT-M | LBS |  | Bandengan
B30X | B 30X-05 | FLUKIT-M | LBS |  | Bandengan
B30X | B 30X-06 | FLUKIT-M | PB |  | Bandengan
TD173 | 1495.17.214 | EGA | PB | 2017 | Ciputat
PGL23 | 2161.13.BL | EGA | LBS | 2013 | Pondok Kopi
A90 | A 90-01 | SCHNEIDER | LBS MOTORIZED | 2017 | Bandengan
CP51A | 3633-13-BL-2013 | EGA | LBS | 2013 | Ciputat
CP51A | 3634-13-BL-2013 | EGA | LBS | 2013 | Ciputat
CP51A | 1767-13-BS-2013 | EGA | PB | 2013 | Ciputat
E181 | 22491/032/10/02/E6 | GAE | PB | 2010 | Pondok Gede
CP123 | . | SIEMENS | LBS |  | Ciputat
KJ145 | 0(KJ 145) | MG | LBS |  | Kebon Jeruk
KJ145 | KJ145-PB1 | MG | LBS |  | Kebon Jeruk
A75 | 2552.17.213 | EGA | LBS | 2017 | Bandengan
A75 | 1386.17.212 | EGA | LBS | 2017 | Bandengan
A75 | 1663.17.214 | EGA | PGC | 2017 | Bandengan
A75 | 0176.17.216 | EGA | PGC | 2017 | Bandengan
KDR310 | T73005442541-0021 | SIEMENS | PB | 2017 | Cengkareng
BT40 | BT40 | GAE | PB |  | Bintaro
K254P | K 254P - 12.1511 | ABB UNISWITCH ( M) | PMT | 2013 | Cempaka Putih
TP108P | TP 108P - 13.0233 | ABB UNISWITCH (M) | PMT MOTORIZE | 2013 | Cempaka Putih
TP36 | TP 36 - 130247 | SCHNEIDER SM6 | PMT | 2013 | Cempaka Putih
E46E | E46E-2 | ABB | LBS | 2013 | Kramat Jati
PS86P | PS 86P | ABB SAFERING | PMT |  | Cempaka Putih
PS183 | PS183/CI-2013-W17-4-0018 | EGA | PB | 2013 | Cempaka Putih
PS183 | CI-2013-W17-5-005 | SCHNEIDER SM6 | PMT | 2013 | Cempaka Putih
SP133 | - | SCHNEIDER | PB | 2017 | Menteng
TP97 | TP 97 | GAE | PB 1 |  | Cempaka Putih
PS69 | PS 69 | SIEMENS | PT |  | Cempaka Putih
PS12A | PS 12A | FLUOKIT C410 | PB |  | Cempaka Putih
PS6A | PS 6A | EGA | PMT |  | Cempaka Putih
E52A | E 52 A-2201 | SCHNEIDER | LBS (MOTORIZE) | 2017 | Kramat Jati
MP190 | 1127-13BF | EGA | PB | 2013 | Bulungan
E52A | E 52 A-1203308 | EGA | PB | 2017 | Kramat Jati
E52A | E 52 A-34.12.BF | EGA | PB | 2012 | Kramat Jati
SD168 | - | MG VERCORS 6 | PB TRAFO |  | Tanjung Priok
SD54 | - | EGA | PB TRAFO |  | Tanjung Priok
PGL6 | BELUM ADA | SCHNEIDER RM6 | LBS |  | Pondok Kopi
PGL6 | BELUM ADA | SCHNEIDER RM6 | LBS |  | Pondok Kopi
E44 | E44 | SCHNEIDER | PB | 2003 | Kramat Jati
AB134 | AB 134-03 | FLUKIT-M | PB1 |  | Bandengan
AB134 | AB 134-04 | FLUKIT-M | PB2 |  | Bandengan
MK163 | MK 163-01 | SCHNEIDER SM6 | LBS 1 |  | Bandengan
MK163 | MK 163-03 | SCHNEIDER SM6 | PB |  | Bandengan
BT141 | BT141 | ORMZBL | PB |  | Bintaro
KD5 | S9501692 | MERLIN GERLIN | LBS |  | Pondok Kopi
BT278 | BT278 | EGA | PB |  | Bintaro
CD75 | CD75 | ABB | PB |  | Bintaro
KD118 | CI-2017-W19-5-0026 | SCHNEIDER | CBOG | 2017 | Pondok Kopi
BT35 | BT35 | F&G | LBS |  | Bintaro
JS53 | MILLA51 | FLUOKIT M | PB |  | Pondok Gede
JS158 | SM 0703780 | MG SM6 | LBS |  | Pondok Gede
JS168 | CI-2017-W52-2-0001 | SCHENEIDER | LBS | 2015 | Pondok Gede
PG272 | PG 272 | KIT-M | PGDB |  | Cempaka Putih
E79N | E 79 N-SM1052029CI | SM6-SCHNEIDER | LBS | 2016 | Kramat Jati
E79N | E 79 N-1928.13.BL | SCHNEIDER | LBS | 2017 | Kramat Jati
E79N | E 79 N-SM1030028CI | SM6-SCHNEIDER | PB | 2016 | Kramat Jati
CD54 | CD54 | SCHNEIDER | LBS |  | Bintaro
KDR173 | 2041-13BL | EGA | LBS MOT | 2013 | Cengkareng
PG52 | PG 52 | SM6 | PGC |  | Cempaka Putih
PL183 | 13.0241 | EGA | LBS |  | Pondok Kopi
PL183 | 13.023 | EGA | LBS MOTORIZE |  | Pondok Kopi
KPK31P | KPK 31 P- LBS | EGA | LBS |  | Bandengan
CK77 | - | SCHNEIDER SM6 | LBS |  | Marunda
PK135 | - | SIEMENS | LBS |  | Marunda
MK332 | MK 332-01 | MERLIN GERLIN | LBS | 2012 | Bandengan
MK332 | MK 332-02 | Schneider SM6 | LBS | 2012 | Bandengan
MK332 | MK 332-03 | CONTACT PLASMA | PB | 2012 | Bandengan
PL149 | 24930/105/11/01/E6 | GAE COMPACT | LBS |  | Pondok Kopi
BK206 | 5512.BF | EGA | PB | 2015 | Marunda
JS82 | 0473.15.213 | EGA | LBS | 2015 | Pondok Gede
AB248P | AB 248P-01 | SCHNEIDER RM6 | PB |  | #N/A
CK98 | 9404117 | MG VECORS M6 | B1 |  | Marunda
JR130 | MILLA20 | SHNEIDER (SM6) | LBS |  | Pondok Gede
JR130 | MILLA21 | SHNEIDER (SM6) | LBS |  | Pondok Gede
E92F | 0725.10.212 | EGA | LBS |  | Pondok Kopi
PL82 | SM1047004CI | SCHNEIDER SM6 | PB |  | Pondok Kopi
PL83 | BELUM ADA | MG RM6 | LBS |  | Pondok Kopi
CD243 | CD243 | FLOUKIT M | LBS |  | Bintaro
CD243 | CD243 | FLOUKIT M | PGC/DT |  | Bintaro
CGR32 | CGR 32:27198 | SCHNEIDER MR | LBS-2 |  | Lenteng Agung
CGR32 | CGR 32:27354 | GAE | PB-1 |  | Lenteng Agung
B58C | B 58C-01 | KIT 27,2 | PB1 |  | Bandengan
E52 | E 52-SM 1123312 CI | SM6-SCHNEIDER | LBS | 2012 | Kramat Jati
B58C | B 58C-02 | FLUKIT-M | PB2 |  | Bandengan
E52 | E 384-SM 1123312 CI | SM6-SCHNEIDER | LBS | 2012 | Kramat Jati
B58C | B 58C-03 | FLUKIT-M | LBS |  | Bandengan
B58C | B 58C-04 | FLUOKIT-M | LBS |  | Bandengan
E52 | E 52-24763 | GAE-GSF | PB | 2011 | Kramat Jati
E52 | E 52-24765 | GAE-GSF | PB | 2011 | Kramat Jati
PL153 | BELUM ADA | SM6 | LBS |  | Pondok Kopi
PL153 | BELUM ADA | EGA | PB |  | Pondok Kopi
BK173 | _ | SCHNEIDER SM6 | LBS |  | Marunda
PK67C | - | SCHNEIDER SM6 | LBS |  | Marunda
BK173 | - | SCHNEIDER SM6 | PB |  | Marunda
BK173 | - | SCHNEIDER SM6 | PB |  | Marunda
BK129A | - | SCHNEIDER SM6 | PGC |  | Marunda
BK64 | 796727-00290/001 | SCHNEIDER SM6 | PGC | 2016 | Marunda
AB65 | AB 65-02 | FLUKIT-M | LBS |  | Bandengan
AB65 | AB 65-03 | KIT 25 | PB2 |  | Bandengan
AB65 | AB 65-04 | FLUKIT-M | PB1 |  | Bandengan
E304 | E304-1 | SCHNEIDER | LBS (MOTORIZE) | 2016 | Kramat Jati
E304 | E304-2 | SCHNEIDER | LBS | 2015 | Kramat Jati
E304 | E304-3 | SCHNEIDER | CBOG | 2015 | Kramat Jati
B67A | B 67A-03 | ABB UNISWITCH | PB 1 |  | Bandengan
B67A | B 67A-04 | ABB UNISWITCH | PB 2 |  | Bandengan
TT54P | 29649 | GAE | PB | 2013 | Menteng
PG237 | CI-2018-W42-1-0066 | SCHNEIDER | LBS | 2018 | Pondok Kopi
AB203 | AB 203-01 | MERLIN GERIN SM 6 | LBS |  | Bandengan
AB203 | AB 203-02 | MERLIN GERIN SM 6 | LBS |  | Bandengan
AB203 | AB 203-03 | SIEMENS | PGC |  | Bandengan
PG200 | 07/RET-01 | KIT C 25 | LBS | 2006 | Pondok Kopi
PG200 | SM 1127014C1 | SCHNEIDER (SM6) | CBOM |  | Pondok Kopi
MD9 | 12.123 | ABB UNISWITCH | LBS | 2012 | Marunda
KD56 | 1093.17.213 | EGA | LBS | 2017 | Pondok Kopi
PB18 | 466.12.BF | EGA | LBS | 2012 | Pondok Kopi
PB18 | CI-2019-W34-3-0018 | SCHNEIDER | LBS | 2019 | Pondok Kopi
KG365 | - | EGA | PB TRAFO |  | Tanjung Priok
PM305P | PM 305P | F & G (COMPAC) | LBS-1 |  | Lenteng Agung
PM305P | PM 305P | F & G (COMPAC) | PB-1 |  | Lenteng Agung
PM307 | PM 307P | SCHENEIDER | LBS-1 |  | Lenteng Agung
PM311 | PM 311:0300927 | SCHNEIDER | LBS-2 |  | Lenteng Agung
PM313 | IDABB419101069 | ABB | LBS-2 | 2019 | Lenteng Agung
PM330 | PM 330 | SCHNEIDER | LBS-1 |  | Lenteng Agung
PM330 | PM 330 | SCHNEIDER | LBS-2 |  | Lenteng Agung
PM33 | PM 33 | ABB UNISWITCH | LBS-1 |  | Lenteng Agung
PM327P | PM 327 | SCHNEIDER | PB-1 |  | Lenteng Agung
MK378 | MK 378-03 | MG SM 6 | PGDB |  | Bandengan
MK378 | MK 378-04 | MG SM 6 | PT |  | Bandengan
PM325P | PM 325P | SCHNEIDER | LBS-2 |  | Lenteng Agung
PM324 | PM 324 | SCHNEIDER SM6 | LBS-1 |  | Lenteng Agung
KD142 | 0947.18.214 | EGA | PB |  | Pondok Kopi
KD64 | 0293.15.212 | EGA | LBS |  | Pondok Kopi
B383 | B 383-05 | CONTACTPLASMA | PB |  | Bandengan
PM317P | PM 317P | MERLIN GERIN | LBS-2 |  | Lenteng Agung
KD64 | 0494.15.213 | EGA | LBS |  | Pondok Kopi
PM316P | 502225057/3001-009 | ABB SAFEPLUS | PB-1 |  | Lenteng Agung
PM202 | PM 202 | FLUOKIT M | PGDB-2 |  | Lenteng Agung
CD57 | CD57 | KIT 25 | PB |  | Bintaro
CD57 | CD57 | KIT 27,2 | PB |  | Bintaro
CD55 | CD55 | SCHNEIDER | LBS |  | Bintaro
BT281 | BT281 | EGA | LBS |  | Bintaro
PGL23 | 1054.13.BF | EGA | PBTRAFO | 2013 | Pondok Kopi
PGL22 | 8648 | Floukit M | LBS | 2002 | Pondok Kopi
PGL22 | 4018 | UNINDO | LBS | 2002 | Pondok Kopi
PGL22 | 836.13.BF | EGA | PBTRAFO | 2013 | Pondok Kopi
A90 | A 90-02 | FLUKIT-M | LBS |  | Bandengan
CP243 | - | FLUOKIT M | LBS |  | Ciputat
CP243 | - | FLUOKIT M | LBS |  | Ciputat
CP243 | - | FLUOKIT M | PB |  | Ciputat
JW8P | - | FLUOKIT | LBS |  | Pondok Gede
SD120 | 500411660/9011-21 | ABB safeplus | LBS |  | Tanjung Priok
MB74 | MB 74-01 | ABB SAFEPLUS | LBS 1 |  | Bandengan
MB74 | MB 74-03 | ABB SAFEPLUS | PGC |  | Bandengan
MB70 | MB 70-02 | EGA | LBS 2 MOTORIZED | 2017 | Bandengan
MB70 | MB 70-03 | FLUOKIT M | PGC |  | Bandengan
TD237 | . | MERLIN GERIN | LBS |  | Ciputat
TD237 | . | FLUOKIT M | LBS |  | Ciputat
PM57D | PM 57 D-A15036328 | SCHNEIDER | LBS | 2003 | Kramat Jati
PG162 | 1901.16 | EGA | LBS | 2017 | Pondok Kopi
AB205 | AB 205-03 | SIEMENS | PB |  | Bandengan
PG113 | 3280.17.213 | EGA | LBS | 2017 | Pondok Kopi
PMDC | 3516.17.213 | EGA | LBS | 2017 | Pondok Kopi
AB221 | AB 221-04 | SCHNEIDER - SM6 | PB |  | Bandengan
AB174 | AB 174-01 | EGA | LBS |  | Bandengan
MD38 | - | GAE GSF | PB | 2010 | Marunda
MD38 | 22659/032/10/01/E6 | GAE GLS | LBS |  | Marunda
MD38 | 1767 | FLUOKIT M | PGDB | 1996 | Marunda
AB174 | AB 174-03 | SCHNEIDER | LBS |  | Bandengan
KJ339 | 13.0223 | ABB | LBS | 2013 | Kebon Jeruk
KJ339 | 13.0237 | ABB | LBS | 2013 | Kebon Jeruk
PG306 | IDABB418100863 | ABB | LBS | 2018 | Pondok Kopi
PG306 | IDABB418100982 | ABB | LBS | 2018 | Pondok Kopi
PB10 | BELUM ADA | SM6 | LBS |  | Pondok Kopi
PB14 | BELUM ADA | EGA | PB |  | Pondok Kopi
TT55 | 29626 | GAE | PMT | 2014 | Menteng
TT55 | 29628 | GAE | PMT | 2014 | Menteng
PL101 | R0416332sf | MERLIN GERIN SM6 | LBS | 2016 | Pondok Kopi
PL101 | R0416332sf | MERLIN GERIN SM6 | PB | 2016 | Pondok Kopi
TT55 | 29644 | GAE | PB | 2014 | Menteng
PL84 | 2017CSF63344 | AEP | LBS | 2017 | Pondok Kopi
PL84 | 2017CSF63180 | AEP | LBS | 2017 | Pondok Kopi
KG43 | 2016-1014-5-0041 | SCHNEIDER | LBS | 2016 | Tanjung Priok
PG51 | C1-2015-W44-2-0006 | SCNEIDER | LBS | 2015 | Pondok Kopi
PG51 | C1-2016-W03--30016 | SCNEIDER | PB | 2016 | Pondok Kopi
PG51 | C1-2015-W39-6-0002 | SCNEIDER | CBOM | 2015 | Pondok Kopi
CL24 | - | GAE GDSA | PGC |  | Marunda
GH0148 | - | GAE | CBOM |  | Marunda
RG177 | RG 177 | SCHENEIDER | LBS-1 |  | Lenteng Agung
TG48 | TG 48 - LBS | F & G | LBS |  | Bandengan
E196 | E196-2 | SCHNEIDER | LBS | 2010 | Kramat Jati
E196 | E196-3 | MERLIN GARLIN | PB TRAFO | 2003 | Kramat Jati
PL148 | 25236/107/11/01/E6 | GAE | LBS | 2011 | Pondok Kopi
PL148 | 25320/107/11/01/E6 | GAE | LBS | 2011 | Pondok Kopi
PGL16 | 502488616/2001-008 | ABB | LBS | 2019 | Pondok Kopi
PGL16 | 502488616/1001-011 | ABB | LBS | 2019 | Pondok Kopi
PGL14 | 1927S159 | ORMAZABAL | LBS | 2019 | Pondok Kopi
PGL14 | 1927S 159 | ORMAZABAL | PB | 2019 | Pondok Kopi
PL48 | 1710377 | EGA | PB |  | Pondok Kopi
B265 | B 265-01 | SIEMENS | LBS |  | Bandengan
PL74 | 1294 | UNINDO | LBS | 2011 | Pondok Kopi
PL85 | 023000/023 | SIEMENS | LBS | 2021 | Pondok Kopi
CP264 | CP264 | C.PLASMA | PB |  | Bintaro
CP111 | CP111 | SIEMEN | PB |  | Bintaro
MB19N | MB 19N-03 | FLUOKIT M | PGDB |  | Bandengan
BT231 | BT231 | SCHNEIDER | PB |  | Bintaro
BT163 | BT163 | ORMZBL | LBS |  | Bintaro
BT163 | BT163 | ORMZBL | LBS |  | Bintaro
BT50 | BT50 | MG SM6 | LBS |  | Bintaro
CD66 | CD66 | KIT 27,2 | PB |  | Bintaro
PM312P | PM312P | SCHNEIDER | LBS-1 | 2013 | Lenteng Agung
PM312P | PM 312P | SCHNEIDER | LBS-2 | 2013 | Lenteng Agung
PM312P | PM 312P | SCHNEIDER | PB-1 | 2013 | Lenteng Agung
PM313 | IDABB419101067 | ABB | LBS-1 | 2019 | Lenteng Agung
PM313 | IDABB419101087 | ABB | PB-1 | 2019 | Lenteng Agung
PM334 | CI-2016-W45-3-0049 | SCHENEIDER | PB 1 | 2016 | Lenteng Agung
PM333 | PM 333 | GAE | LBS-1 |  | Lenteng Agung
PM330 | PM 330 | SCHNEIDER | PGDB-1 |  | Lenteng Agung
KD68 | 1081.17.213 | EGA | LBS |  | Pondok Kopi
MK378 | MK 378-01 | MG SM 6 | LBS 1 |  | Bandengan
KD68 | 2017W4440014 | SCHNEIDER | PB |  | Pondok Kopi
MK378 | MK 378-02 | MG SM 6 | LBS 2 |  | Bandengan
MK378 | MK 378-05 | MG SM 6 | BI |  | Bandengan
PM325P | PM 325P | SCHNEIDER | LBS-1 |  | Lenteng Agung
CL27 | - | SCHNEIDER SM6 | PGC |  | Marunda
PM57M | 24754 | EGA | LBS | 2016 | Kramat Jati
E171 | E 171-W4940010 | SCHNEIDER | LBS | 2015 | Kramat Jati
MD60 | IEC62271200 | SCHNEIDER SM6 | PGC |  | Marunda
MD55 | - | MG VECORS M6 | LBS |  | Marunda
B107 | B 107-01 | FLUMATIC | PB |  | Bandengan
B107 | B 107-02 | FLUMATIC | LBS |  | Bandengan
B107 | B 107-03 | FLUMATIC | LBS |  | Bandengan
PK96 | - | ORMAZABAL | LBS | 2005 | Marunda
CK178 | - | ORMAZABAL | LBS |  | Marunda
CL16 | - | ORMAZABAL | PB |  | Marunda
BK112 | SM0501109 | MG SM6 | LBS |  | Marunda
PGL5 | BELUM ADA | SCHNEIDER RM6 | LBS |  | Pondok Kopi
PGL5 | BELUM ADA | SCHNEIDER RM6 | LBS |  | Pondok Kopi
PGL5 | BELUM ADA | SCHNEIDER RM6 | PB |  | Pondok Kopi
PB31 | 12280 | UNINDO | LBS | 2009 | Pondok Kopi
PB31 | 3883 | UNINDO | PB | 2009 | Pondok Kopi
PB31 | 3884 | UNINDO | PB | 2009 | Pondok Kopi
KD56 | 1376.13.BF | EGA | PB | 2013 | Pondok Kopi
PG185 | BELUM ADA | SCHNEIDER | LBS |  | Pondok Kopi
PG185 | BELUM ADA | SCHNEIDER | LBS |  | Pondok Kopi
PG185 | BELUM ADA | SCHNEIDER | CBOM |  | Pondok Kopi
PG128A | 19401 | GAE | LBS | 2004 | Pondok Kopi
PG128A | 19396 | GAE | LBS | 2004 | Pondok Kopi
KJ337 | C1-2013-W37-5-0020 | SCHENEIDER | LBS Motorized | 2013 | Kebon Jeruk
KJ338 | 1666-13BF | EGA | LBS | 2013 | Kebon Jeruk
E171 | E 171-W5020014 | SCHNEIDER | LBS (MOTORIZE) | 2014 | Kramat Jati
PM335 | PM 335 | ABB | LBS-2 |  | Lenteng Agung
AB89 | AB 89-03 | SCHNEIDER | PB |  | Bandengan
KPK11 | AB 133-04 | SCHNEIDER DM1 | PGC |  | Bandengan
AB178 | AB 178-03 | FLUOKIT - M | PT |  | Bandengan
MK141 | 10140 | FLUOKIT.M | PB 1 |  | Bandengan
AB21N | AB 21N | ORMAZABAL | LBS | 2019 | Bandengan
AB21N | AB 21N | ORMAZABAL | PB | 2019 | Bandengan
AB252 | AB 252-01 | EGA | LBS MOTORIZED |  | Bandengan
AB252 | AB 252-03 | SCHNEIDER - SM6 | PGC |  | Bandengan
CD319 | CD319 | GAE | LBS |  | Bintaro
CD319 | CD319 | GAE | LBS |  | Bintaro
CD326 | CD326 | ABB | PB |  | Bintaro
CD317 | CD317 | GAE | LBS |  | Bintaro
PM254 | CI-2016-W02-1-0006 | SCHNEIDER | CBOM-2 | 2016 | Lenteng Agung
CD320 | CD320 | EGA | PB |  | Bintaro
RG110P | 2018CSF61072 | ORMAZABAL | PB-1 |  | Lenteng Agung
RG11 | RG 11 | SCHNEIDER | LBS-2 |  | Lenteng Agung
RG10 | 2010-W44-4-0081 | SCHNEIDER | PB-1 | 2010 | Lenteng Agung
PM192 | 1744.17.213 | EGA | LBS-2 | 2017 | Lenteng Agung
PM94 | PM 94 | EGA | PB-1 |  | Lenteng Agung
KJ121 | KJ121 | MG SM 6 | LBS |  | Bintaro
KJ121 | KJ121 | MG SM 6 | PB |  | Bintaro
KL30N | KL30N | GAE | LBS |  | Bintaro
MB52 | MB 52-01 | FLOUKIT M | LBS |  | Bandengan
MB52 | MB 52-02 | FLOUKIT M | LBS |  | Bandengan
BK10 | - | SCHNEIDER SM6 | PB |  | Marunda
B63GNEW | B 63G-02 | EGA | LBS |  | Bandengan
GH0021 | MB 57-03 | EGA | PGC |  | Bandengan
B430 | B 430-01 | SCHENEIDER SM6 | LBS 1 |  | Bandengan
PM208 | PM 208 | ABB UNI SWITCH | PT-1 |  | Lenteng Agung
PM208 | PM 208 | FLUOKIT M MERAH | PGC | 2004 | Lenteng Agung
B63I | B 63I-01 | SIEMENS | LBS 1 |  | Bandengan
B63I | B 63I-02 | SIEMENS | LBS 2 |  | Bandengan
BT158 | BT158 | MG | LBS |  | Bintaro
BT158 | BT158 | MG | LBS |  | Bintaro
BT158 | BT158 | MG | PB |  | Bintaro
BT158 | BT158 | MG | PB |  | Bintaro
BT115 | BT115 | FLUOKIT M | LBS |  | Bintaro
BT115 | BT115 | FLUOKIT M | PB |  | Bintaro
BT227 | BT227 | SIEMEN | LBS |  | Bintaro
BK36 | CI-2016-W26-5-2016 | SCHNEIDER SM6 | CBO | 2016 | Marunda
CP48 | CP48 | KIT C 25 | PB |  | Bintaro
PM209 | PM 209 | MERLIN GERIN | B1-1 |  | Lenteng Agung
PB39 | BELUM ADA | GAE | LBS |  | Pondok Kopi
PB39 | BELUM ADA | GAE | PB |  | Pondok Kopi
PGL15 | 24937/105/11/01/E6 | GAE | LBS | 2011 | Pondok Kopi
KG125 | - | MERLIN GERLIN SM6 | LBS |  | Marunda
TD237 | . | ABB | PT |  | Ciputat
TD237 | . | ABB | PGDB |  | Ciputat
PM57D | PM 57 D-TRAFO | SCHNEIDER | PB | 2016 | Kramat Jati
PD77 | PD77- SM10130354 | SCHNEIDER | LBS | 2010 | Kramat Jati
PD77 | PD77-SM10120844 | SCHNEIDER | LBS | 2010 | Kramat Jati
PD77 | PD77-SM1012034 | SCHNEIDER | PB | 2010 | Kramat Jati
PG428 | CI-2013-W382-0013 | SM 6 | PMT | 2013 | Cempaka Putih
PG428 | CI-2013-W40-4-0001 | SM 6 | PGC | 2013 | Cempaka Putih
PG161S | 2018CSF63104 | F&G | LBS | 2018 | Pondok Kopi
TD49 | EGA, 2426.17.213 | EGA | LBS MOTORIZE | 2017 | Ciputat
KDR310 | T73005442624-0049 | SIEMENS | LBS | 2017 | Cengkareng
CP157 | 0482.16.213 | EGA | LBS | 2017 | Ciputat
D297 | D297 | EGA | PB |  | Menteng
CK215 | - | SCHNEIDER RM6 | LBS |  | Marunda
CK215 | - | SCHNEIDER RM6 | LBS |  | Marunda
CK215 | - | SCHNEIDER RM6 | PB |  | Marunda
KJ338 | KJ 338/2679-13 BL | EGA | LBS Motorized |  | Kebon Jeruk
CK189 | 500411660/8001-11 | ABB SAFEPLUS | LBS | 2011 | Marunda
CK189 | 500411660/7001 | ABB SAFEPLUS | LBS | 2011 | Marunda
CK189 | 500411660/9021-26 | ABB SAFEPLUS | PB | 2011 | Marunda
A125 | A 125-01 | SCHNEIDER SM6 | LBS |  | Bandengan
A125 | A 125-02 | SCHNEIDER SM6 | LBS |  | Bandengan
A125 | A 125-03 | SCHNEIDER DM1 | PGC |  | Bandengan
A133 | A 133-01 | SCHNEIDER SM6 | LBS |  | Bandengan
A133 | A 133-02 | SCHNEIDER SM6 | LBS |  | Bandengan
A133 | A 133-03 | EGA | PGC |  | Bandengan
PG342 | S9604852 | MERLIN GERIN SM6 | LBS |  | Pondok Kopi
PG342 | Sm342090ci | MERLIN GERIN SM6 | LBS |  | Pondok Kopi
PG342 | S9502379 | MERLIN GERIN SM6 | PB |  | Pondok Kopi
B78T | 12901703 | ORMAZABAL | LBS 1 |  | Bandengan
B78T | 12901704 | ORMAZABAL | LBS 2 |  | Bandengan
B78T | 12912402 | ORMAZABAL | LBS 3 |  | Bandengan
B78T | B 78T-PB-01 | ORMAZABAL | PB |  | Bandengan
PB56 | T73005052683-0202 | SIEMENS | LBS | 2017 | Pondok Kopi
PL67 | S9503268 | MERLIN GERN SM6 | LBS |  | Pondok Kopi
BT53 | BT53 | F & G | LBS |  | Bintaro
CD62 | CD62 | SCHNEIDER | LBS |  | Bintaro
CD206 | CD206 | ORMAZABAL | LBS |  | Bintaro
KL29A | KL29A | SCHNEIDER | PB |  | Bintaro
B23A | B 23A - 03 | FLUOKIT M | LBS |  | Bandengan
PM92 | PM 92 | SIEMENS | PB-1 |  | Lenteng Agung
PM77N | PM 77N | GAE COMPACT | LBS-1 |  | Lenteng Agung
PM214 | PM 214 | ORMAZABAL | KOPEL |  | Lenteng Agung
CD250 | CD250 | SCHNAEIDER SM 6 | LBS |  | Bintaro
KG87 |  | KIT 27.2 | PT |  | Marunda
PM161A | PM 161A | EGA | LBS-3 |  | Lenteng Agung
SD98 | SD 98-04 | ABB-UNI SWITCH | PB2 |  | Bandengan
MP190 | 2385-13BL | EGA | LBS | 2013 | Bulungan
GD128 | GD 128-SM000498 | MERLIN GERLIN | LBS (MOTORIZE) | 2001 | Kramat Jati
GD128 | GD 128-11251524 | SCHNEIDER | LBS | 2001 | Kramat Jati
KG150 | - | SIEMENS | PB TRAFO |  | Tanjung Priok
B349 | B 349-03 | MG SM 6 | PT |  | Bandengan
B349 | B 349-04 | MG SM 6 | PGDB |  | Bandengan
E33 | E33-2012-0014 | SM6-SCHNEIDER | LBS | 2012 | Kramat Jati
E33 | E33-PB-12.736 | ABB UNISWITCH | PB | 2012 | Kramat Jati
B258 | B 258-02 | FLUOKIT M | LBS 1 |  | Bandengan
B258 | B 258-03 | FLUOKIT M | LBS 2 |  | Bandengan
B258 | B 258-04 | SIEMENS | PB 2 |  | Bandengan
CP438 | 13.1868 | ABB | LBS MOTORIZED | 2013 | Ciputat
CP438 | 13.1438 | ABB | PB | 2013 | Ciputat
PD1 | 1730050653340130 | SIEMENS | LBS | 2017 | Kramat Jati
PD1 | 1730050323140000 | SIEMENS | PB | 2017 | Kramat Jati
CGR32 | CGR 32 : W18-4-0021 | SCHENEIDER | PGDB-1 |  | Lenteng Agung
MN19 | MN 19-SM 0200364 | MERLIN GARLIN | LBS | 2002 | Kramat Jati
MN19 | MN 19-SM 0200355 | MERLIN GARLIN | LBS | 2002 | Kramat Jati
KG34 | 22405/032 | GAE | LBS |  | Tanjung Priok
MN19 | MN 19-SM 9503365 | MERLIN GERLIN | PB TRAFO | 2002 | Kramat Jati
MD37 | 500230611/1001-06 | ABB SAFEPLUS | LBS | 2010 | Marunda
MD37 | 50023884/2011-03 | ABB SAFEPLUS | PB | 2010 | Marunda
MD93 | - | SCHNEIDER RM6 | LBS |  | Marunda
MK97 | MK 97 | EGA | LBS |  | Bandengan
MK97 | MK 97 | EGA | LBS |  | Bandengan
MK97 | MK 97 | EGA | PB |  | Bandengan
E336P | E 336 P-w3541403 | SCHNEIDER | PB | 2019 | Kramat Jati
E336P | E 336 P-W3641401 | SCHNEIDER | LBS (MOTORIZE) | 2019 | Kramat Jati
E336P | E 336 P-W3651404 | SCHNEIDER | LBS (MOTORIZE) | 2019 | Kramat Jati
BK159 | 500359393/1001/07 | ABB SAFEPLUS | LBS | 2010 | Marunda
BK159 | 500359393/300109 | ABB SAFEPLUS | LBS | 2010 | Marunda
BK159 | 500359393/3011-01 | ABB SAFEPLUS | PB | 2010 | Marunda
PIK19 | PIK 19 | GAE GLSM | LBS |  | Bandengan
PG392 | PG 392 | KIT-M | PB |  | Cempaka Putih
KPK6 | KPK 6 | SCHNEIDER DM1 | PGC |  | Bandengan
AB234 | AB 234-02 | SCHNEIDER - SM6 | LBS MANUAL | 2017 | Bandengan
AB234 | AB 234-03 | SCHNEIDER - SM6 | PGC | 2015 | Bandengan
PM57B | PM 57 B-PM 57K | CEM KIT 25 | LBS | 1979 | Kramat Jati
PM57B | PM 57 B-GI.P.KETELA | CEM KIT 25 | LBS | 1979 | Kramat Jati
PM57B | PM 57 B-TRAFO | CEM KIT 25 | PB | 1979 | Kramat Jati
KPK23P | KPK 23 P | EGA | LBS |  | Bandengan
KPK23P | KPK 23 P | EGA | PB |  | Bandengan
KPK28 | KPK 28 | ABB UNI SWITCH | LBS 1 |  | Bandengan
KPK28 | KPK 28 | ABB UNI SWITCH | LBS 2 |  | Bandengan
KPK28 | KPK 28 | ABB UNI SWITCH | PB |  | Bandengan
KDR155 | 13.1061 | ABB | PMT | 2013 | Cengkareng
KG246 | - | EGA | PB TRAFO |  | Tanjung Priok
MB57 | MB 57-03 | SCHNEIDER SM 6 | PGC |  | Bandengan
KD135 | 011110M0010 | ABB | LBS |  | Pondok Kopi
KD135 | S9502073 | MERLIN GERLIN | PT |  | Pondok Kopi
E105A | E105A | SCHNEIDER | CBOG | 2010 | Kramat Jati
T418 | T418 | EGA | PMT |  | Menteng
A143 | A 143-02 | F&G | LBS |  | Bandengan
A143 | A 143-03 | F&G | PB |  | Bandengan
PIK49 | PIK 49-03 | SIEMENS | PB | 2017 | Bandengan
A51 | A 51-01 | SCHENEIDER | LBS |  | Bandengan
A51 | A 51-02 | SCHENEIDER | LBS |  | Bandengan
T423 | 30101743 | EGA | LBS MOTORIZE | 2018 | Menteng
T418 | T418 | EGA | PMT |  | Menteng
DB93P | DB 93P-01 | EGA | LBS MANUAL | 2017 | Bandengan
PM232 | PM 232 | FLUOKIT M MERAH | LBS-2 |  | Lenteng Agung
CD312 | CD312 | SCHNAEIDER SM 6 | LBS |  | Bintaro
PM232 | PM 232 | FLUOKIT M MERAH | LBS-1 |  | Lenteng Agung
PM232 | PM 232 | FLUOKIT M MERAH | PB-1 |  | Lenteng Agung
CD164 | CD164 | FLOUKIT M C10 | PB |  | Bintaro
PM9 | PM 9 | MERLIN GERLIN | LBS-3 |  | Lenteng Agung
PM85B | CI-2017W31-1-0027 | SCHENEIDER | LBS-1 | 2017 | Lenteng Agung
PM203 | CSF63020/2019 | ORMAZABAL | LBS-1 |  | Lenteng Agung
PM85B | RG 85B | SCHENEIDER | PB-1 |  | Lenteng Agung
PM204 | PM 204 | EGA | PB-1 |  | Lenteng Agung
PM204 | PM 204 | SCHNEIDER | LBS-1 |  | Lenteng Agung
PM205 | 1334.17.212/th.2017 | EGA | LBS-1 |  | Lenteng Agung
PM82 | PM 82 | SCHNEIDER | LBS-3 |  | Lenteng Agung
PM79 | PM 79 | SIEMENS | LBS-2 | 1993 | Lenteng Agung
PM208 | PM 208 | FLUOKIT M MERAH | LBS-1 |  | Lenteng Agung
PM184 | PM 184 | EGA | LBS-4 |  | Lenteng Agung
PM208 | PM 208 | FLUOKIT M MERAH | LBS-2 |  | Lenteng Agung
PM77N | PM 77N | GAE COMPACT | LBS-2 |  | Lenteng Agung
PM209 | PM 209 | MERLIN GERIN | LBS-1 |  | Lenteng Agung
PM77N | PM 77N | GAE COMPACT | PB-1 |  | Lenteng Agung
PM209 | PM 209 | MERLIN GERIN | LBS-2 |  | Lenteng Agung
PM217 | PM 217 | MG | LBS-2 |  | Lenteng Agung
RG49 | RG 49 | FLUOKIT M | PT-1 |  | Lenteng Agung
BK100 | IEC265/298 | SCHNEIDER SM6 | LBS |  | Marunda
BK100 | - | EGA | LBS |  | Marunda
AB59A | AB 59A-02 | MERLIN GERIN - SM6 | LBS |  | Bandengan
AB59A | AB 59A-03 | MERLIN GERIN - SM6 | PB |  | Bandengan
KJ127 | KJ127-PB1 | SCHNEIDER | LBS |  | Kebon Jeruk
SP149 | 0(SP 149) | KIT 25 | LBS |  | Kebon Jeruk
SP37 | 0(SP 37) | EGA | PB |  | Kebon Jeruk
KD26 | 1117.17.212 | EGA | LBS | 2017 | Pondok Kopi
KD26 | 0605.17.214 | EGA | PB | 2017 | Pondok Kopi
KD26 | 0747.17.211 | EGA | PB | 2017 | Pondok Kopi
RG3 | 0860.18.214 | EGA | PB-1 | 2018 | Lenteng Agung
BK101 | 244013BL | EGA | LBS | 2013 | Marunda
KD27A | 121214 | ABB UNISWICH MTR | LBS | 2012 | Pondok Kopi
AB51 | AB 51-02 | MERLIN GERIN - SM6 | LBS |  | Bandengan
MK167 | MK 167-02 | ORMAZABAL | LBS 2 |  | Bandengan
RG22 | EJ060 | ABB RC5 SYSTEM | PB-1 |  | Lenteng Agung
KD27N | 0472.16.214 | EGA | PB | 2016 | Pondok Kopi
KD27N | 0473.16.214 | EGA | PB | 2016 | Pondok Kopi
KDR166 | 13.1037 | ABB | LBS MOT | 2013 | Cengkareng
PM232 | PM 232 | SCHNEIDER | LBS-3 |  | Lenteng Agung
PM232 | PM 232 | METERING | METERING |  | Lenteng Agung
KDR166 | C1-2019-W39-1-0079 | SCHINEIDER | CBOM | 2019 | Cengkareng
B63B | CI-2016-W36-3-0010 | SCHNEIDER SM6 | LBS | 2016 | Bandengan
BK144 | - | SCHNEIDER SM6 | LBS |  | Marunda
BK144 | - | SCHNEIDER SM6 | LBS |  | Marunda
PM240 | CI-2019-W40-2-0072 | SCHNEIDER | CBOG-1 |  | Lenteng Agung
RG166 | 006-15-209 | EGA | LBS-2 | 2015 | Lenteng Agung
BK145 | - | SCHNEIDER SM6 | LBS |  | Marunda
B424 | B 424-01 | GAE | LBS 1 |  | Bandengan
B424 | B 424-02 | GAE | LBS 2 |  | Bandengan
PM254 | CI-2015-W52-1-0006 | SCHNEIDER | PGDB-1 | 2015 | Lenteng Agung
GD57E | 172.12.BL | EGA | LBS |  | Ciracas
GD57E | 212.12.BL | EGA | LBS |  | Ciracas
AB234 | AB 234-01 | SCHNEIDER - SM6 | LBS MOTORIZED | 2017 | Bandengan
KPK23P | KPK 23 P | EGA | LBS |  | Bandengan
AB249 | AB 249-05 | SCHNEIDER - SM6 | CBOM |  | Bandengan
KDR155 | 13.1319 | ABB | PB | 2013 | Cengkareng
PD2 | PD 2-7896684 | SM6-SCHNEIDER | CBOM | 2012 | Kramat Jati
PD2 | W2860023 | SCHNEIDER | LBS (MOTORIZE) | 2017 | Kramat Jati
PD2 | W5350006 | SCHNEIDER | LBS | 2016 | Kramat Jati
AB140 | AB 140-01 | FLUOKIT-M | LBS |  | Bandengan
AB251 | AB 251-03 | SCHNEIDER - SM6 | PB |  | Bandengan
KG420 | CI-2012-W41-7-0007 | SCHNEIDER SM6 | LBS |  | Tanjung Priok
KG420 | CI-2012-W41-7-0002 | SCHNEIDER SM6 | PGC |  | Tanjung Priok
KG421 | - | ABB UNISWITCH | LBS |  | Tanjung Priok
KG421 | - | ABB UNISWITCH | LBS |  | Tanjung Priok
SD152 | 9513310L | SCHNEIDER | PGDB |  | Tanjung Priok
AB158 | AB 158-03 | SCHNEIDER | PB 1 | 2017 | Bandengan
E273 | E273-3 | SCHNEIDER | PB TRAFO | 2016 | Kramat Jati
E200 | E 200-2 | SCHNEIDER | LBS | 2009 | Kramat Jati
E200 | E 200 | SCHNEIDER | LBS | 2009 | Kramat Jati
E200 | E 200-3 | SCHNEIDER | PB TRAFO | 2009 | Kramat Jati
KG144 | - | ABB BC5 SYSTEM | PB TRAFO 1 |  | Tanjung Priok
B289 | B 289-03 | FLUKIT-M | PT |  | Bandengan
B206 | B 206-03 | EGA | CBOM | 2017 | Bandengan
CP293 | - | SCHNEIDER | PB |  | Ciputat
CP163 | - | MG | LBS |  | Ciputat
CP163 | - | MG | PB |  | Ciputat
RG173 | RG 173 | EGA | LBS-1 |  | Lenteng Agung
RG173 | RG 173 | EGA | LBS-2 |  | Lenteng Agung
PM148 | PM 148 | SCHNEIDER | LBS-1 |  | Lenteng Agung
RG161 | 502541141/2001-033 | ABB SAFEPLUS | LBS-1 | 2019 | Lenteng Agung
PM148N | PM 148N | FLUOKIT M C410 | LBS-4 |  | Lenteng Agung
PM149A | PM 149A | FLUOKIT M (BIRU) | PB-1 |  | Lenteng Agung
PM153 | PM 153 | EGA | LBS-1 |  | Lenteng Agung
RG146 | CV 06-5081/027 | SIEMENS | LBS-1 | 1990 | Lenteng Agung
RG143 | RG 143 | SCHNEIDER | LBS-1 |  | Lenteng Agung
RG128P | RG 128P | ABB UNISWITCH | LBS-1 |  | Lenteng Agung
RG128P | RG 128P | ABB UNISWITCH | LBS-2 |  | Lenteng Agung
PM162 | PM 162 | SCHENEIDER | LBS-1 |  | Lenteng Agung
RG122 | RG 122 | SCHNEIDER | LBS-1 |  | Lenteng Agung
RG119P | RG 119P | UNINDO | LBS-1 |  | Lenteng Agung
RG118P | 17-V3-000076/003 | SIEMENS | LBS-1 | 2007 | Lenteng Agung
CD177 | CD177 | FLUOKIT M C 410 | LBS |  | Bintaro
PM165B | 173007348613-00200/002 | SIEMENS | LBS-2 | 2021 | Lenteng Agung
CD59 | CD59 | KIT 25 | LBS |  | Bintaro
PM174 | PM 174 | SCHENEIDER | LBS-2 |  | Lenteng Agung
CD320 | CD320 | EGA | LBS |  | Bintaro
RG111 | RG 111 | MG | PB-1 |  | Lenteng Agung
RG11 | RG 11 | SCHNEIDER | LBS-1 |  | Lenteng Agung
RG109 | RG 109 | SCHNEIDER | LBS-2 |  | Lenteng Agung
CP196 | - | FLUOKIT M | LBS |  | Ciputat
CP196 | - | FLUOKIT M | LBS |  | Ciputat
CP196 | - | FLUOKIT M | PB |  | Ciputat
CP369 | - | UNINDO | LBS |  | Ciputat
CP369 | - | UNINDO | LBS |  | Ciputat
CP369 | - | UNINDO | PB |  | Ciputat
CP32D | - | SCHNEIDER | LBS |  | Ciputat
CP32D | - | SCHNEIDER | L |  | Ciputat
CP32D | - | SCHNEIDER | PB |  | Ciputat
CP293 | - | SCHNEIDER | LBS |  | Ciputat
CP223 | - | FLUOKIT M | LBS |  | Ciputat
CP223 | - | FLUOKIT M | PB |  | Ciputat
TD171 | - | MG | LBS |  | Ciputat
TD171 | - | MG | LBS |  | Ciputat
TD171 | - | MG | PB |  | Ciputat
CP233 | - | GAE | LBS |  | Ciputat
CP233 | - | GAE | PB |  | Ciputat
CP32E | - | SIEMENS | LBS |  | Ciputat
CP32E | 06-5090/033 | SIEMENS | LBS |  | Ciputat
CP32E | - | SIEMENS | PB |  | Ciputat
PM57F | PM 57F | ABB UNISWITCH | PB-1 |  | Lenteng Agung
PM48 | CI-2019-W39-4-0038 | SCHNEIDER | PB-2 | 2019 | Lenteng Agung
CD215 | CD215 | MG | PB |  | Bintaro
PM253 | CI-2019-W26-2-0015 | SCHNEIDER | PB-1 | 2019 | Lenteng Agung
PM47 | CSF63025 thn 2019 | ORMAZABAL | LBS-1 |  | Lenteng Agung
PM47 | CSF63254 thn 2018 | ORMAZABAL | LBS-2 |  | Lenteng Agung
PM196 | PM 196 | GAE | CBOG-1 |  | Lenteng Agung
PM47 | CSF61026 thn 2019 | ORMAZABAL | PB-1 |  | Lenteng Agung
PM334 | 0254.16.212 | EGA | LBS-2 | 2016 | Lenteng Agung
PM47 | CSF61072 thn 2018 | ORMAZABAL | PB-2 |  | Lenteng Agung
PM144 | CI-2019-W21-2-0073 | SCHNEIDER | PB-2 |  | Lenteng Agung
PM257 | PM 257 | EGA | LBS-1 |  | Lenteng Agung
PM257 | PM 257 | EGA | LBS-2 |  | Lenteng Agung
TD196A | TD196A | ABB | LBS |  | Bintaro
PM257 | PM 257 | EGA | PB-1 |  | Lenteng Agung
PM258 | PM 258 | SCHENEIDER | LBS-1 |  | Lenteng Agung
PM258 | PM 258 | SCHENEIDER | LBS-2 |  | Lenteng Agung
PM258 | PM 258 | EGA | PB-1 |  | Lenteng Agung
PM258 | PM 258 | EGA | PB-2 |  | Lenteng Agung
CD128 | CD128 | F&G | PB |  | Bintaro
PM260 | PM 260 | SCHENEIDER | LBS-2 |  | Lenteng Agung
PM260 | PM 260 | SCHENEIDER | PB-1 |  | Lenteng Agung
PM261 | PM 261 | FLUOKIT M MERAH | LBS-1 |  | Lenteng Agung
BT201 | BT201 | SCHNEIDER | LBS |  | Bintaro
BT201 | BT201 | SCHNEIDER | LBS |  | Bintaro
PM261 | PM 261 | FLUOKIT M MERAH | LBS-2 |  | Lenteng Agung
PM261 | PM 261 | FLUOKIT M MERAH | PB-1 |  | Lenteng Agung
CD111 | CD111 | GAE | LBS |  | Bintaro
BT201 | BT201 | SCHNEIDER | PB |  | Bintaro
PM261 | PM 261 | FLUOKIT M MERAH | PB-2 |  | Lenteng Agung
CD111 | CD111 | GAE | LBS |  | Bintaro
CD111 | CD111 | GAE | PB |  | Bintaro
PM264 | PM 264 | ABB SAFEPLUS | LBS-2 |  | Lenteng Agung
PM35N | 13576 | ORMAZABAL | LBS-1 | 2004 | Lenteng Agung
BK19 | - | SCHNEIDER SM6 | PB |  | Marunda
PM35N | 13576 | ORMAZABAL | LBS-2 | 2004 | Lenteng Agung
CD273 | CD273 | SCHNEIDER | LBS |  | Bintaro
BT202 | BT202 | SCHNEIDER | LBS |  | Bintaro
PM35N | 13576 | ORMAZABAL | PB-1 | 2004 | Lenteng Agung
PM265 | PM 265 | SCHNEIDER | LBS-1 |  | Lenteng Agung
PM266 | PM 266 | ABB | PB-1 | 2012 | Lenteng Agung
PM288 | PM 288 | FLUOKIT M MERAH | LBS-1 |  | Lenteng Agung
PM288 | PM 288 | FLUOKIT M MERAH | LBS-2 |  | Lenteng Agung
BT255 | BT255 | GAE | LBS |  | Bintaro
PM241 | PM 241 | SIEMENS | LBS-1 |  | Lenteng Agung
DT29 | DT 29 | ORMAZABAL | PT-1 |  | Lenteng Agung
D306 | 1 | SCHNEIDER | PMT |  | Menteng
D306 | 2 | SCHNEIDER | CBO | 2019 | Menteng
D306 | 3 | SCHNEIDER | PGC |  | Menteng
KDR196H | CI-2014-W06-1-0017 | SCHNEIDER | CBOG | 2014 | Cengkareng
KDR196H | CI-2014-W04-5-0042 | SCHNEIDER | LBS | 2014 | Cengkareng
KDR196H | CI-2014-W05-0008 | SCHNEIDER | LBS MOTORIZE | 2014 | Cengkareng
MK355 | 19996 | GAE | PB |  | Bandengan
MK439 | 04-MK 439 | FLUOKIT M | PT |  | Bandengan
KN209 | W41-2.009 | SCHNEIDER | PMT | 2013 | Menteng
MK352 | 05-MK 352 | EGA | PB |  | Bandengan
KN209 | W46-3.0001 | SCHNEIDER | PMT | 2013 | Menteng
KN209 | W49-1.0007 | SCHNEIDER | CBOM | 2013 | Menteng
MK353 | 1024-21 | ULUSOY | PB | 2021 | Bandengan
KG324 | pb2- | EGA | PB TRAFO |  | Tanjung Priok
PS185 | CI-2013-W36-6-0004 | EGA | PMT |  | Cempaka Putih
E29 | E 29- | SM 092077 CI | LBS | 2008 | Kramat Jati
SD227 | 477.12.BL | EGA | LBS |  | Tanjung Priok
SD227 | CI-W41-6-0008 | SCHNEIDER SM6 | PGC | 2012 | Tanjung Priok
GD262P | SM.08003546 | SCHNEIDER SM6 | PB | 2008 | Ciracas
MK164 | 1032.17.214 | EGA | PB |  | Bandengan
MK164 | 1140.17.272 | EGA | LBS |  | Bandengan
MK164 | W20.2.0028 | SCHNEIDER | LBS |  | Bandengan
GH0081 | GH 81 - AB 156 | FLOUKIT M | LBS |  | Bandengan
GH0081 | GH 81 - AB 89 | FLOUKIT M | LBS |  | Bandengan
GH0081 | GH 81 - AB 89 | FLOUKIT M | LBS |  | Bandengan
GH0081 | GH 81 - A 151 | FLOUKIT M | LBS |  | Bandengan
GH0081 | GH 81 - GH 226 | FLOUKIT M | LBS |  | Bandengan
GH0081 | GH 81 - AB 80 | FLOUKIT M | LBS |  | Bandengan
GH0226 | GH 226 - GI MANGGA BESAR | EGA | LBS |  | Bandengan
GH0226 | GH 226 - AB 66 | EGA | LBS |  | Bandengan
GH0226 | GH 226 - GH 81 | EGA | LBS |  | Bandengan
GH0226 | GH 226 - AB 116 | EGA | LBS |  | Bandengan
GH0226 | GH 226 - AB 117 | EGA | LBS |  | Bandengan
GH0226 | GH 226 - AB 149 | EGA | LBS |  | Bandengan
GH0226 | GH 226 - A 64 | EGA | LBS |  | Bandengan
AB194 | AB 194 - LBS | ABB | LBS |  | Bandengan
AB194 | AB 194 - LBS | ABB | LBS |  | Bandengan
AB194 | AB 194 - LBS | ABB | LBS 3 |  | Bandengan
AB194 | AB 194 - PT | FLUOKIT M | PT |  | Bandengan
GH0220 | GH 220 - AB 150 | SCHENEIDER | LBS |  | Bandengan
GH0220 | GH 220 - GI MANGGA BESAR | SCHENEIDER | LBS |  | Bandengan
GH0220 | GH 220 - AB 197 | SCHENEIDER | LBS |  | Bandengan
GH0143 | GH 143 - GI MUARA KARANG | GAE | LBS |  | Bandengan
GH0143 | GH 143 - MK 425 | GAE | LBS |  | Bandengan
GH0143 | GH 143 - MK 324 | GAE | LBS |  | Bandengan
GH0143 | GH 143 - MK 294 | GAE | LBS |  | Bandengan
GH0143 | GH 143 - MK 371 | SCHENEIDER | LBS |  | Bandengan
GH0143 | GH 143 - PIK 10 | SCHENEIDER | LBS |  | Bandengan
PL144 | 4934 | UNINDO | PBTRAFO | 2011 | Pondok Kopi
PL144 | 0031.17.213 | EGA | LBS | 2017 | Pondok Kopi
MB12 | 0179.17.213 | EGA | LBS 1 | 2017 | Bandengan
MB12 | 0207.17.212 | EGA | LBS 2 | 2017 | Bandengan
BT160 | BT160 | FLUOKIT M | PB |  | Bintaro
GH0158 | GH 158 | FLUOKIT M MOTORIS | LBS-13 |  | Lenteng Agung
RG54 | RG 54 | ABB | LBS-1 |  | Lenteng Agung
RG41 | RG 41 | EGA | LBS-1 |  | Lenteng Agung
RG65 | RG 65 | ABB | LBS-2 |  | Lenteng Agung
RG148 | RG 148 | GAE | LBS-1 |  | Lenteng Agung
PM153 | PM 153 | EGA | LBS-2 |  | Lenteng Agung
RG148 | RG 148 | GAE | LBS-2 |  | Lenteng Agung
RG141 | CSF63242 thn 2018 motoriz | ORMAZABAL | LBS-2 |  | Lenteng Agung
RG141 | CSF61001 thn 2019 | ORMAZABAL | PB-1 |  | Lenteng Agung
RG140 | RG 140 | SCHNEIDER | LBS-2 |  | Lenteng Agung
RG140 | RG 140 | SCHNEIDER | PB-1 |  | Lenteng Agung
PM157 | PM 157 | EGA | LBS-1 |  | Lenteng Agung
PM157 | PM 157 | EGA | PB-1 |  | Lenteng Agung
RG138P | RG 138P | EGA | PB-1 |  | Lenteng Agung
RG133C | 2019CSF63197 | ORMAZABAL | LBS-1 | 2019 | Lenteng Agung
RG133C | 2019CSF63200 | ORMAZABAL | LBS-2 | 2019 | Lenteng Agung
TD377 | 129626 | ABB | LBS | 2002 | Ciputat
TD377 | 1124.17 | EGA | CBOM | 2017 | Ciputat
TD377 | - | EGA | CBO | 2017 | Ciputat
CP452 | 13.185 | ABB | LBS | 2013 | Ciputat
RG163 | 4628 | FLUOKIT M | PB-1 | 2011 | Lenteng Agung
CP164 | - | MG | LBS |  | Ciputat
CP164 | - | MG | PB |  | Ciputat
CP166 | - | MG | LBS |  | Ciputat
CP166 | - | MG | PB |  | Ciputat
KD222 | 1340030c1 | SCHNEIDER | LBS | 2013 | Pondok Kopi
PL8 | 60317214 | EGA | PB |  | Pondok Kopi
PL8 | 0611.17.212 | EGA | LBS |  | Pondok Kopi
PL8 | CI-2017-W46-4-0024 | SCHNEIDER | LBS |  | Pondok Kopi
PL8 | 0145.17.215 | EGA | CBOM |  | Pondok Kopi
PL245 | 0564.17.212 | EGA | LBS | 2017 | Pondok Kopi
CP359 | - | GAE | LBS |  | Ciputat
CP359 | - | GAE | PB |  | Ciputat
A33 | A 33 - 001 PB | EGA | PB |  | Bandengan
A33 | A 33 - 002 LBS 1 | EGA | LBS |  | Bandengan
A33 | A 33 - 003 LBS 2 | EGA | LBS |  | Bandengan
TD41 | - | MERLIN GERIN | LBS |  | Ciputat
TD41 | - | MERLIN GERIN | PB |  | Ciputat
CP75 | 32713.BL.2013 | EGA | LBS |  | Ciputat
CP75 | - | GAE | LBS |  | Ciputat
CP29P | - | GAE | LBS |  | Ciputat
CP29P | - | GAE | PB |  | Ciputat
CP98 | - | SIEMENS | LBS |  | Ciputat
CP98 | - | SIEMENS | LBS |  | Ciputat
CP98 | - | SIEMENS | PB1 |  | Ciputat
CP98 | - | SIEMENS | PB2 |  | Ciputat
CP105 | - | MERLIN GERLIN | LBS |  | Ciputat
CP105 | - | MERLIN GERLIN | LBS |  | Ciputat
CP105 | - | MERLIN GERLIN | PB |  | Ciputat
CP221 | - | GAE | LBS |  | Ciputat
CP221 | - | GAE | LBS |  | Ciputat
CP221 | - | GAE | PB |  | Ciputat
CP263 | - | SCHNEIDER | LBS |  | Ciputat
CP263 | 22492/032/10/02/E6 | GAE | PB | 2011 | Ciputat
CP281 | - | UNINDO | LBS |  | Ciputat
CP281 | - | UNINDO | LBS |  | Ciputat
CP281 | - | SCHNEIDER | PB |  | Ciputat
CP352 | - | GAE | LBS |  | Ciputat
CP352 | - | GAE | LBS |  | Ciputat
CP352 | - | GAE | PB |  | Ciputat
PL170 | 1194.21.213 | EGA | LBS | 2021 | Pondok Kopi
KD95 | 0262.18.214 | EGA | PB | 2018 | Pondok Kopi
TD161 | - | MERLIN GERIN | PB 1 |  | Ciputat
RM15 | RM 15 | SCHNEIDER | ACO | 2018 | Cempaka Putih
TD134D | MG 07471832013 | EGA | LBS | 2013 | Ciputat
TD134D | - | F & G | PB 2 |  | Ciputat
TD130A | - | ORMAZABAL | PB 1 |  | Ciputat
K92 | K 92 | GAE | PB | 2011 | Cempaka Putih
SC4P | 1538.13.BF | EGA | PB TRAFO | 2013 | Cempaka Putih
PG128 | BELUM ADA | FLUKIT M | B1 |  | Pondok Kopi
GH0303 | GH 303 - B 422 | SCHENEIDER | LBS |  | Bandengan
GH0303 | GH 303 - GI ANGKE | SCHENEIDER | LBS |  | Bandengan
GH0303 | GH 303 - B 422 | SCHENEIDER | LBS |  | Bandengan
B422 | B 422 - LBS | SCHENEIDER | LBS |  | Bandengan
B422 | B 422 - LBS | SCHENEIDER | LBS |  | Bandengan
B422 | B 422 - LBS | SCHENEIDER | LBS |  | Bandengan
B422 | B 422 - LBS | SCHENEIDER | LBS |  | Bandengan
B422 | B 422 - CBOM | SCHENEIDER | CBOM 1 |  | Bandengan
B422 | B 422 - CBOM | SCHENEIDER | CBOM 2 |  | Bandengan
B422 | B 422 - CBOM | SCHENEIDER | CBOM 3 |  | Bandengan
B422 | B 422 - PB | SCHENEIDER | PB 1 |  | Bandengan
GH0011 | GH 11 - KOPEL 2 | FLOUKIT M | LBS |  | Bandengan
B208 | CI-2016.W45.4.0047 | SCHNEIDER SM6 | LBS 1 | 2016 | Bandengan
B208 | CI-2017.W03.4.0004 | SCHNEIDER SM6 | PB 1 | 2017 | Bandengan
MK151 | CV.790809-000080/003 | SIEMENS | LBS 1 |  | Bandengan
MK151 | CV.790809-000090/003 | SIEMENS | LBS 2 |  | Bandengan
A24 | A 24-02 | SCHNEIDER SM6 | LBS |  | Bandengan
MK149 | CI-2017-W44-4-0038 | SCHNEIDER SM6 | LBS MOTORIZE | 2017 | Bandengan
MK248 | 0696.18.212/2018 | EGA | LBS MANUAL | 2018 | Bandengan
MK248 | MK 248 (no plate) | MG SM6 | PB 1 |  | Bandengan
CN11 | - | SIEMENS | LBS |  | Ciputat
MK13 | MK 13-PB-01 | MG SM 6 | PB |  | Bandengan
E103B | Cl - 2018 - W34 - 6 -0057 | SCHNEIDER | PB | 2018 | Pondok Kopi
DB56 | DB 56 | FLUOKIT M | PB |  | Bandengan
PG377N | BELUM ADA | ORMAZABAL BARU | LBS |  | Pondok Kopi
AB241 | AB 241-03 | FLUOKIT-M | PGC |  | Bandengan
PGL8 | 1108s121 | ORMAZABAL | PB | 2011 | Pondok Kopi
PG409 | 3248.13.BL | EGA | LBS | 2013 | Pondok Kopi
PL86 | ...... | ABB SAFEPLUS | LBS |  | Pondok Kopi
PL86 | ... | ABB SAFEPLUS | LBS |  | Pondok Kopi
PL246 | 0057.17.213 | EGA | LBS | 2017 | Pondok Kopi
PL246 | 0241.16.212 | EGA | PB | 2016 | Pondok Kopi
B82D | B 82D-PB 2-04 | FLUOMATIC | PB 2 |  | Bandengan
PL30 | 1189.17.212 | EGA | LBS | 2017 | Pondok Kopi
PL7 | 121526 | ABB | LBS | 2013 | Pondok Kopi
PL7 | 1302301 | ABB | LBS | 2013 | Pondok Kopi
PL98 | 00008/007 | SIEMENS | LBS | 2004 | Pondok Kopi
PL92 | 2016CSF63113 | AEP | LBS |  | Pondok Kopi
PK78 | 1702 | SM6 | LBS |  | Tanjung Priok
PL139 | 130020 | ABB | LBS |  | Pondok Kopi
PL139 | 4942 | FLUOKIT M | PB |  | Pondok Kopi
PL141 | 0866.15.209 | EGA | LBS | 2015 | Pondok Kopi
E52B | E52B-2 | SIEMENS | LBS | 2017 | Kramat Jati
E52B | E52B-3 | SIEMENS | LBS | 2017 | Kramat Jati
PL141 | 0811.15.209 | EGA | LBS | 2015 | Pondok Kopi
BT140 | IDABB419080923 | ABB | LBS | 2019 | Bintaro
BT248 | BT248 | EGA | PB |  | Bintaro
CD41G | CD41G | ABB | PB |  | Bintaro
GD73 | CI.2019.W06.1.0044 | SCHNEIDER SM6 | LBS | 2019 | Ciracas
CD66 | CD66 | FLUOKIT M | LBS |  | Bintaro
E401 | E401-1 | ABB | LBS | 2013 | Kramat Jati
AB202 | AB 202-02 | ORMAZABAL | LBS |  | Bandengan
CP252 | - | MERLIN GERLIN | LBS |  | Ciputat
CP252 | - | MERLIN GERLIN | PB |  | Ciputat
CP395 | - | GAE | LBS |  | Ciputat
CP351 | - | GAE | LBS |  | Ciputat
AB118 | AB 118-03 | SIEMENS | PB |  | Bandengan
PL28 | Ci-2016-w35-1-0053 | SCHNEIDER | PBTRAFO2 | 2016 | Pondok Kopi
KD54 | BELUM ADA | EGA | PB |  | Pondok Kopi
SD228 | CI-W42-5-0006 | SCHNEIDER SM6 | PGC | 2012 | Tanjung Priok
AB48 | AB 48 - 02 | ORMAZABAL | LBS | 2019 | Bandengan
AB48 | AB 48- 03 | ORMAZABAL | PB | 2019 | Bandengan
PL54 | BELUM ADA | ORMAZABAL | PB |  | Pondok Kopi
PL96 | 0377.15.212 | EGA | PBTRAFO | 2015 | Pondok Kopi
E38A | E38-1612505 | EGA | LBS | 2017 | Kramat Jati
E354 | E354-1 | ABB | LBS | 2011 | Kramat Jati
E354 | E354-2 | ABB | LBS | 2011 | Kramat Jati
E354 | E354-3 | ABB | PB TRAFO | 2011 | Kramat Jati
PP134 | 3335-13BL | EGA | LBS MOTORIZE | 2013 | Bulungan
PP134 | 2328-13BL | EGA | LBS MOTORIZE | 2013 | Bulungan
PP134 | 1652-13BF | EGA | PB | 2013 | Bulungan
E52A | E 52 A- | SCHNEIDER | LBS | 2017 | Kramat Jati
GD128 | 1205513 | EGA | LBS | 2017 | Kramat Jati
SD123 | CV065142/0261993 | SIEMENSCOMPAC | PB TRAFO | 1993 | Tanjung Priok
SD21 | 1036.18.214 | EGA | PB TRAFO | 2018 | Tanjung Priok
SD21 | 0768.18.214 | EGA | PB TRAFO | 2018 | Tanjung Priok
BT288 | BT288 | EGA | LBS |  | Bintaro
CD219 | CD219 | MG | LBS |  | Bintaro
BT288 | BT288 | EGA | PB |  | Bintaro
BT242 | BT242 | GAE | LBS |  | Bintaro
CD219 | CD219 | MG | PB |  | Bintaro
BT290 | BT290 | EGA | LBS |  | Bintaro
BT290 | BT290 | EGA | LBS |  | Bintaro
BT290 | BT290 | EGA | PB |  | Bintaro
CD180 | CD180 | FLOUKIT M | LBS |  | Bintaro
BT249 | BT249 | EGA | LBS |  | Bintaro
BT249 | BT249 | EGA | PB |  | Bintaro
BT181 | BT181 | SCHNEIDER | LBS |  | Bintaro
BT181 | BT181 | SCHNEIDER | LBS |  | Bintaro
BT181 | BT181 | SCHNEIDER | PB |  | Bintaro
CD309 | CD309 | GAE | LBS |  | Bintaro
PG308 | 0610.17.214 | EGA | PB | 2017 | Pondok Kopi
PG162 | W27-3-0004 | SCHNEIDER | PBTRAFO | 2019 | Pondok Kopi
PG162 | W39-3-0076 | SCHNEIDER | LBS | 2019 | Pondok Kopi
PG285 | Sm1040036ci | SCHNEIDER | CBOM | 2017 | Pondok Kopi
PM57K | 3040013 | SCHNEIDER | LBS (MOTORIZE) | 2017 | Kramat Jati
PM57K | 89317214 | EGA | PB | 2017 | Kramat Jati
PM57K | 83717214 | EGA | PB | 2017 | Kramat Jati
AB205 | AB 205-01 | SIEMENS | LBS |  | Bandengan
PG113 | 3657.17.213 | EGA | LBS | 2017 | Pondok Kopi
CP79 | - | ABB | LBS |  | Ciputat
CP79 | - | FLUOKIT M | PB 2 |  | Ciputat
CP438 | 13.1786 | ABB | LBS | 2013 | Ciputat
KDR172 | C1-2014-W29-5-0016 | SCHNEIDER | LBS | 2014 | Cengkareng
KDR172 | 3493.13.BL | EGA | LBS | 2013 | Cengkareng
KDR172 | 1407.13.BF | EGA | PB | 2013 | Cengkareng
MD22 | - | MG VERCORS M6 | LBS |  | Marunda
KP68 | 500411/7011-32 | ABB SAFEPLUS | LBS | 2011 | Marunda
KDR171 | SM1131186CI | SCHINEIDER | LBS |  | Cengkareng
KG74 | - | SCHNEIDER SM6 | CBO |  | Tanjung Priok
KG252 | - | SIEMENS | PB TRAFO |  | Tanjung Priok
KG53A | - | EGA | PB TRAFO |  | Tanjung Priok
MB74 | MB 74-02 | ABB SAFEPLUS | LBS 2 |  | Bandengan
MB70 | MB 70-01 | FLUOKIT M | LBS 1 |  | Bandengan
MK413 | LBS-MK413 | SCHNEIDER | LBS |  | Bandengan
PM289 | PM 289 | EGA | LBS-3 |  | Lenteng Agung
PM340 | CI-2012-W21-1-0035 | SCHNEIDER | LBS-1 | 2012 | Lenteng Agung
PM340 | CI-2012-W21-2-0021 | SCHNEIDER | LBS-2 | 2012 | Lenteng Agung
PM29 | T73005052683-0103 | SIEMENS | LBS-1 | 2017 | Lenteng Agung
PM29 | T73005052683-0049 | SIEMENS | LBS-2 | 2017 | Lenteng Agung
PM33G | PM 33G | SIEMENS | LBS-1 |  | Lenteng Agung
PM29 | T73005052883-0384 | SIEMENS | PB-1 | 2017 | Lenteng Agung
PM33G | PM 33G | SIEMENS | LBS-2 |  | Lenteng Agung
PM291 | 1012-20 | ULUSOY | LBS-1 |  | Lenteng Agung
PM291 | 0958-20 | ULUSOY | LBS-2 |  | Lenteng Agung
PM33D | PM 33D | EGA | LBS-2 |  | Lenteng Agung
PM293P | 2019CSF63281 | ORMAZABAL | LBS-2 | 2019 | Lenteng Agung
PM33D | PM 33D | EGA | PB-1 |  | Lenteng Agung
PM293P | 2019CSF61131 | ORMAZABAL | LBS-1 | 2019 | Lenteng Agung
PM293P | 2019CSF61131 | ORMAZABAL | PB-1 | 2019 | Lenteng Agung
PM339 | PM 339 | FLUOKIT M BIRU | LBS-2 |  | Lenteng Agung
GH0307 | GH 307-01 | FLUOKIT - M | LBS |  | Bandengan
GH0307 | GH 307-02 | FLUOKIT - M | LBS |  | Bandengan
GH0307 | GH 307-05 | FLUOKIT - M | LBS |  | Bandengan
GH0307 | GH 307-06 | FLUOKIT - M | LBS |  | Bandengan
GH0307 | GH 307-07 | MERLIN GERIN SM 6 | LBS |  | Bandengan
GH0307 | GH 307-010 | MERLIN GERIN SM 6 | LBS |  | Bandengan
MD65 | 20012047810002 | ABB SAFEPLUS | LBS | 2001 | Marunda
MD65 | 20012046890008 | ABB SAFEPLUS | LBS | 2001 | Marunda
MD65 | 200120646890012 | ABB SAFEPLUS | LBS | 2001 | Marunda
MD65 | 20012046890008 | ABB SAFEPLUS | PB | 2001 | Marunda
MD28 | 13.1106 | ABB UNISWITCH | LBS | 2013 | Marunda
MD28 | 13.1094 | ABB UNISWITCH | LBS | 2013 | Marunda
KPK31P | KPK 31P - LBS | EGA | LBS |  | Bandengan
MK136 | 2164 | FLUOKIT M24 | LBS |  | Bandengan
MK136 | MK 136 - LBS | FLUOKIT M24 | LBS |  | Bandengan
MK136 | PB1 | FLUOKIT M24 | PB |  | Bandengan
TD23K | - | F & G | LBS |  | Ciputat
CP50 | CI-2016-W32-3-0023 | SCHNEIDER | LBS | 2016 | Ciputat
CP50 | CI-2016.W33.5.0010 | SCHNEIDER | PB 1 | 2016 | Ciputat
BT4 | - | ABB | PB |  | Ciputat
TD371 | - | FLUOKIT M | LBS |  | Ciputat
CP25A | - | KIT 25 | LBS |  | Ciputat
CP25A | - | KIT 25 | PB |  | Ciputat
CP118 | - | SIEMENS | LBS |  | Ciputat
TD126B | 1708-17-212 | EGA | LBS | 2017 | Ciputat
CP160 | - | MG | LBS |  | Ciputat
CP160 | - | MG | LBS |  | Ciputat
CD66 | CD66 | KIT 27,2 | LBS |  | Bintaro
CD35A | CD35A | KIT 25 | LBS |  | Bintaro
KJ153 | KJ153 | FLOUKIT M | LBS |  | Bintaro
AB197 | AB 197-02 | SCHNEIDER | LBS |  | Bandengan
AB197 | AB 197-03 | SCHNEIDER | LBS |  | Bandengan
AB197 | AB 197-05 | SCHNEIDER | PB2 |  | Bandengan
DT30 | DT 30 | SCHNEIDER | KOPEL |  | Lenteng Agung
DT4 | 1130.18.214 | EGA | PB-2 | 2018 | Lenteng Agung
DT7 | DT 7 | SIEMENS | LBS-3 |  | Lenteng Agung
BT67 | BT67 | MG. SM 6 | LBS |  | Bintaro
KP11 | 24395 | GAE GLS | LBS | 2011 | Marunda
E37B | 106017212 | EGA | LBS | 2017 | Kramat Jati
KD80 | 0842.17.216 | EGA | CBOG | 2017 | Pondok Kopi
BT190 | BT190 | FLUOKIT M | LBS |  | Bintaro
BT168 | BT168 | MG ( SM6 ) | LBS |  | Bintaro
BT168 | BT168 | MG ( SM6 ) | LBS |  | Bintaro
BT206 | BT206 | FLUOKIT M | PB |  | Bintaro
BT84 | BT84 | F & G | LBS |  | Bintaro
BT84 | BT84 | F & G | LBS |  | Bintaro
PG333 | 2013/03 | CONTACTPLASMA | PB | 2013 | Pondok Kopi
PG302 | 2493.17.213 | EGA | LBS | 2017 | Pondok Kopi
BT99 | BT99 | GAE | LBS |  | Bintaro
BT99 | BT99 | GAE | LBS |  | Bintaro
BT183 | BT183 | ABB | LBS |  | Bintaro
BT183 | BT183 | ABB | LBS |  | Bintaro
A113 | A 113-01 | FLUKIT-M | PB1 |  | Bandengan
A113 | A 113-04 | FLUKIT-M | PB2 |  | Bandengan
K103C | K 103 C | SM 6 | PB |  | Cempaka Putih
CD42 | CD42 | ORMJBL | PB |  | Bintaro
K56 | K 56 | SM6 | PGC |  | Cempaka Putih
BT6 | BT6 | GAE | PB |  | Bintaro
KM84 | 28959/071/13/01/EGI | GAE | LBS | 2013 | Jatinegara
A127 | A 127-01 | MERLIN GERIN - SM6 | PB |  | Bandengan
AB226 | AB 226-02 | ORMAZABAL | LBS 2 |  | Bandengan
AB226 | AB 226-03 | ORMAZABAL | PB |  | Bandengan
AB211 | AB 211-03 | MERLIN GERIN | AB 246 |  | Bandengan
B58D | B 58D-02 | EGA | LBS MOTORIZE | 2017 | Bandengan
DB73 | DB 73-02 | SIEMENS | LBS |  | Bandengan
MK380 | IVZN230485M0021 | ABB UNISWITCH | LBS | 2000 | Bandengan
D347 | 62271-201 | Schneider SM6 | CBO | 2019 | Menteng
MK112 | CI 2017.W03.4.0003 | SCHNEIDER | LBS |  | Bandengan
B3A | B 3A-05 | FLOUKIT M | PGDB |  | Bandengan
CKG99 | 13.182 | ABB | LBS | 2013 | Cengkareng
CKG99 | 13.1757 | ABB | PB1 | 2013 | Cengkareng
CD339 | 13.1856 | ABB | LBS | 2013 | Bintaro
E146 | CI-2017.W09-2-0007 | SCHNEIDER SM6 | LBS | 2017 | Pondok Kopi
MK158 | 1 | KIT 25 | PB |  | Bandengan
MK158 | 3 | KIT 27,2 | LBS MANUAL |  | Bandengan
B204 | B 204-01 | SIEMENS | LBS 1 |  | Bandengan
B204 | B 204-02 | SIEMENS | LBS 2 |  | Bandengan
B204 | B 204-03 | EGA | PB 1 |  | Bandengan
B204 | B 204-04 | KIT 27,2 | PB 2 |  | Bandengan
B414 | B 414-01 | MG SM6 | LBS 1 |  | Bandengan
B414 | B 414-02 | MG SM6 | LBS 2 |  | Bandengan
B414 | B 414-03 | MG SM6 | PGC |  | Bandengan
B225 | B 225-01 | FLOUKIT M | LBS 1 |  | Bandengan
B225 | B 225-02 | FLOUKIT M | LBS 2 |  | Bandengan
B225 | B 225-03 | FLOUKIT M | PB |  | Bandengan
BK186 | 2186.13.B1 | EGA | LBS | 2013 | Marunda
MK245 | MK 245-02-9140829 | MG VERCORS 6 | LBS |  | Bandengan
MK245 | MK 245-03 | MG VERCORS 6 | LBS |  | Bandengan
MK245 | MK 245-04 | MG VERCORS 6 | PT |  | Bandengan
MK245 | MK 245-05-93011011 | MG VERCORS 6 | PGC |  | Bandengan
B174 | B174 LBS 1 | SCHNEIDER | LBS |  | Bandengan
B174 | B 174-LBS 2 | SCHNEIDER | LBS |  | Bandengan
B174 | B 174-04 | EGA | PB |  | Bandengan
B174 | B 174-LBS 3 | SCHNEIDER | LBS |  | Bandengan
MK69A | MK 69A-LBS 01 | EGA | LBS 1 |  | Bandengan
MK69A | MK 69A-LBS 02 | EGA | LBS 2 |  | Bandengan
MK233 | 1897 18 213-LBS-MK233 | EGA | LBS |  | Bandengan
MK233 | 0118 19 212 | EGA | LBS |  | Bandengan
MK69 | MK 69-01 | EGA | LBS |  | Bandengan
MK69 | CI 2018 W22-3-0039 | SCHNEIDER | LBS |  | Bandengan
MK69 | MK 69-03 | GAE | PB |  | Bandengan
MK69 | MK 69-04 | EGA | PB |  | Bandengan
GNS11 | GNS 11-3292/13 | EGA | LBS |  | Bandengan
GNS11 | GNS 11-2753/13 | EGA | LBS |  | Bandengan
GNS11 | GNS 11-29536/094/13/03/E6 | GAE | CBOM |  | Bandengan
A27A | A 27A-03 | EGA | PB1 |  | Bandengan
A27A | A 27A-04 | FLOUKIT M | PB2 |  | Bandengan
AB212 | AB 212-01-20003290 | ABB UNISWITCH | LBS |  | Bandengan
AB212 | AB 212-02Q | ABB UNISWITCH | LBS |  | Bandengan
AB212 | AB 212-03 | ABB UNISWITCH | PB |  | Bandengan
A120 | A 120-01 | FLUOKIT M | PB 3 |  | Bandengan
BT305 | CD157 | ABB | LBS |  | Bintaro
BT305 | CD237 | ABB | LBS |  | Bintaro
BT305 | BT305 | ABB | PB |  | Bintaro
BT12 | BT12 | FLUOKIT M | PB |  | Bintaro
PM223 | PM 223 | GAE | LBS-1 |  | Lenteng Agung
PM62N | CI-2019-W48-2-0043 | SCHNEIDER | LBS-1 | 2019 | Lenteng Agung
PM62A | PM 62A | GAE | LBS-2 |  | Lenteng Agung
PM225 | PM 225 | SCHENEIDER | PB-1 |  | Lenteng Agung
PM226 | 11.00.18.214 | EGA | PB-1 | 2018 | Lenteng Agung
PM226 | 1337.18.213 | EGA | LBS-1 | 2018 | Lenteng Agung
PM58A | CI-2019-W40-3-0071 | SCHENEIDER | LBS-2 | 2019 | Lenteng Agung
PM185 | PM 185 | Schneider | LBS-3 |  | Lenteng Agung
PM227 | PM 227 | SCHENEIDER | LBS-1 |  | Lenteng Agung
PM58 | PM58 | SIEMENS | LBS-1 |  | Lenteng Agung
PM227 | PM 227 | MG SM6 | LBS-2 |  | Lenteng Agung
PM58 | PM 58 | SIEMENS | LBS-2 |  | Lenteng Agung
PM230 | PM 230 | SCHENEIDER | LBS-1 |  | Lenteng Agung
PM233 | PM 233 | EGA | LBS-1 |  | Lenteng Agung
PM57F | PM 57F | SCHNEIDER | PB-2 |  | Lenteng Agung
PM233 | PM 233 | SCHNEIDER | LBS-2 |  | Lenteng Agung
PM57BIS | PM 57BIS | SCHENEIDER | LBS-1 |  | Lenteng Agung
PM234 | CI-2017-W42-1-0003 | SCHNEIDER | LBS-1 | 2017 | Lenteng Agung
PM57BIS | PM 57BIS | SCHENEIDER | PB-1 |  | Lenteng Agung
CD152 | CD152 | SIEMENS (RMU) | LBS |  | Bintaro
PM234 | CI-2018-W19-4-0020 | SCHNEIDER | LBS-2 | 2017 | Lenteng Agung
PM57A | PM 57A | SCHENEIDER | LBS-1 | 1993 | Lenteng Agung
PM234 | 1811622 | EGA | PB-1 |  | Lenteng Agung
PM57A | PM 57A | SCHENEIDER | LBS-2 |  | Lenteng Agung
PM236 | PM 236 | ABB | LBS-1 |  | Lenteng Agung
PM56N | 1717.17.213 | EGA | LBS-1 | 2017 | Lenteng Agung
CD152 | CD152 | SIEMENS (RMU) | LBS |  | Bintaro
PM236 | PM 236 | ABB | LBS-2 |  | Lenteng Agung
CD152 | CD152 | SIEMENS (RMU) | PB |  | Bintaro
PM236 | PM 236 | ABB | PB-1 |  | Lenteng Agung
PM192 | 19585 | GAE | LBS-1 | 2004 | Lenteng Agung
PM192 | 19613 | GAE | CBOG-1 | 2004 | Lenteng Agung
PM240 | CI-2019-W31-2-0033 | SCHNEIDER | LBS-1 |  | Lenteng Agung
PM240 | CI-2019-W32-4-0028 | SCHNEIDER | LBS-2 |  | Lenteng Agung
PM54 | PM 54 | EGA | LBS-1 |  | Lenteng Agung
PM54 | PM 54 | EGA | LBS-2 |  | Lenteng Agung
PM54 | PM 54 | EGA | PB-1 |  | Lenteng Agung
PM241 | PM 241 | SIEMENS | LBS-2 |  | Lenteng Agung
PM241 | PM 241 | SIEMENS | PB-1 |  | Lenteng Agung
PM244 | PM 244 | SCHENEIDER | LBS-2 |  | Lenteng Agung
PM53 | PM 53 | EGA | PB-1 |  | Lenteng Agung
CD54 | SM1031023CI | SCHNEIDER | PB | 2010 | Bintaro
CK71 | - | MG VERCORS M6 | PB |  | Marunda
CK71 | - | MG VERCORS M6 | PB |  | Marunda
CP190 | . | MERLIN GERIN | PB |  | Ciputat
CP197 | . | UNINDO | LBS |  | Ciputat
CP197 | . | UNINDO | PB |  | Ciputat
MB21N | MB 21-02 | SCHENEIDER SM6 | LBS |  | Bandengan
CK77 | - | SCHNEIDER SM6 | LBS |  | Marunda
MK332 | MK 332-04 | Schneider RM6 | PGC | 2012 | Bandengan
KJ337 | C1-2013-W34-80009 | SCHENEIDER | LBS | 2013 | Kebon Jeruk
KJ338 | 3456-13BL | EGA | LBS | 2013 | Kebon Jeruk
BK24A | IEC62271-200 | SCHNEIDER SM6 | LBS | 2014 | Marunda
AB89 | AB 89-01 | FLUOKIT M | LBS KOPEL |  | Bandengan
AB89 | AB 89-04 | SCHNEIDER | LBS |  | Bandengan
CD142 | CD142 | F & G | PB |  | Bintaro
PM301 | PM 301 | SCHENEIDER | LBS-2 |  | Lenteng Agung
PM307 | PM 307P | SCHENEIDER | LBS-2 |  | Lenteng Agung
KD68 | CI.2017.W06.3.0036 | SCHNEIDER | LBS |  | Pondok Kopi
PM327P | PM 327 | SCHNEIDER | LBS-2 | 2010 | Lenteng Agung
KD142 | CI-2018- W29-2-0013 | SCHNEIDER SM6 | LBS |  | Pondok Kopi
PM324 | PM 324 | SCHNEIDER SM6 | LBS-2 |  | Lenteng Agung
PM323 | 11238 | FLUOKIT M | LBS-1 | 2008 | Lenteng Agung
PM323 | 13220 | FLUOKIT M | LBS-2 | 2008 | Lenteng Agung
PM322 | PM 322 | FLUOKIT M | LBS-1 |  | Lenteng Agung
PM321P | 81256 | GAE COMPACT | LBS-1 | 2008 | Lenteng Agung
KD124 | 01900/019 | SIEMENS | LBS | 2021 | Pondok Kopi
B383 | B 383-01 | CONTACTPLASMA | LBS 1 |  | Bandengan
PM318P | PM 318 | SCHNEIDER | PB-1 |  | Lenteng Agung
B383 | B 383-02 | CONTACTPLASMA | LBS 2 |  | Bandengan
B383 | B 383-03 | CONTACTPLASMA | PGC |  | Bandengan
B383 | B 383-04 | CONTACTPLASMA | PT |  | Bandengan
BK28 | SM0603364 | MG SM6 | LBS |  | Marunda
PM317P | PM 317P | MERLIN GERIN | LBS-1 |  | Lenteng Agung
PM317P | PM 317P | MERLIN GERIN | PB-1 |  | Lenteng Agung
KD64 | 0229.12.214 | EGA | PB |  | Pondok Kopi
PM316P | 502225057/2001-003 | ABB SAFEPLUS | LBS-1 |  | Lenteng Agung
PM316P | 502225057/2001-009 | ABB SAFEPLUS | LBS-2 |  | Lenteng Agung
PM197 | PM 197 | ABB UNISWITCH | LBS-3 |  | Lenteng Agung
PM197 | PM 197 | ABB UNISWITCH | PB-1 |  | Lenteng Agung
PM197 | PM 197 | ABB UNISWITCH | PB-2 |  | Lenteng Agung
BK66N | - | EGA | LBS |  | Marunda
BK66N | - | EGA | LBS |  | Marunda
JS195 | CI-2021-W39-5-1404 | SCHNEIDER RM 6 | LBS | 2021 | Pondok Gede
JS32 | CI-2021-37-1-1404 | SCHNEIDER RM 6 | PB | 2021 | Pondok Gede
KDR163 | 2270.13.BL | EGA | PMT | 2013 | Cengkareng
MK112 | 17071060 | EGA | LBS |  | Bandengan
MK112 | 1710326 | EGA | PB |  | Bandengan
KDR182 | 13.0961 | ABB | PB | 2013 | Cengkareng
KDR182 | 13.181 | ABB | PMT | 2013 | Cengkareng
MK317 | MK 317-02 | ORMAZABAL | LBS |  | Bandengan
KDR182 | 13.1808 | ABB | PMT | 2013 | Cengkareng
B390 | 1259.18.213/2018 | EGA | LBS MOTORIZED | 2018 | Bandengan
B390 | 0828.18.214/2018 | EGA | PB | 2018 | Bandengan
B283 | B 283-01-07-213 | EGA | LBS 1 |  | Bandengan
B283 | B 283-01-20.21.213 | EGA | LBS 2 |  | Bandengan
B17H | B 17H-02 | EGA | LBS MOTORIZED |  | Bandengan
B268 | 1020-21 | ULUSOY | PB 1 | 2021 | Bandengan
B320 | B 320-05 | ORMAZABAL | B 1 |  | Bandengan
MK129 | 638 | FLUOKIT M | PB |  | Bandengan
DB24 | DB 24-01 | FLUOMATIC | LBS |  | Bandengan
DB24 | DB 24-02 | FLUOMATIC | LBS |  | Bandengan
DB24 | DB 24-03 | FLUOMATIC | PB |  | Bandengan
B311 | B 311-02 | F & G | LBS 2 |  | Bandengan
B311 | 62102673/1(12/93) | F & G | PB |  | Bandengan
B438P | B 438P-02 | MG VERCORS | LBS 2 |  | Bandengan
B394 | B 394-01-9487 | FLOUKIT M | LBS 1 |  | Bandengan
B306 | B 306-01-0338.17.212 | EGA | LBS MANUAL | 2017 | Bandengan
B306 | CI.2017.W05.4.0008 | SCHNEIDER SM6 | LBS MOTORIZED | 2017 | Bandengan
B306 | B 306-03-1124 | FLOUKIT M | PB |  | Bandengan
B102 | B 102-02 | EGA | LBS 2 |  | Bandengan
B102 | B 102-03 | EGA | PB |  | Bandengan
B102 | B 102-04 | GAE | PGC |  | Bandengan
B78C | B 78C-01-12931101 | ORMAZABAL | LBS 1 |  | Bandengan
B78C | B 78C-02-13027701 | ORMAZABAL | LBS 2 |  | Bandengan
B78C | B 78C-03-12875704 | ORMAZABAL | PB |  | Bandengan
B155 | B 155-01-1424 | ORMAZABAL | LBS 1 |  | Bandengan
B155 | B 155-04-1470 | ORMAZABAL | PGDB |  | Bandengan
MK439 | CI 2017 W20.2.0003 | SCHNEIDER | LBS 1 |  | Bandengan
MK439 | MK 439-03-1618 | GAE | PGDB |  | Bandengan
A28 | A 28-01 | SCHNEIDER | LBS |  | Bandengan
A28 | A 28-03 | SCHNEIDER | PB1 |  | Bandengan
A28 | A 28-04 | EGA | PB2 |  | Bandengan
A65 | A 65-15473804 | ORMAZABAL | LBS |  | Bandengan
DB17 | DB 17-02 | KIT 27,2 | LBS |  | Bandengan
DB17 | DB 17-04 | KIT 27,2 | PB |  | Bandengan
MK30 | MK 30-03 (057.13.BF) | EGA | PB | 2013 | Bandengan
MB92 | MB 92-3329.13.B2/2013 | EGA | LBS 2 | 2013 | Bandengan
B152 | B 152-02 | SCHNEIDER | CBO RC |  | Bandengan
B145 | B 145-02 | SCHNEIDER SM6 | LBS MOTORIZED |  | Bandengan
A159G | A 159G - 13.080414 /13 | EGA | PB | 2013 | Bandengan
B327 | B 327-01 | FLOUKIT M | LBS 1 |  | Bandengan
B327 | B 327-02 | FLOUKIT M | LBS 2 |  | Bandengan
B327 | B 327-03-4647 | FLOUKIT M | PB |  | Bandengan
B145 | B 145-01 | EGA | LBS MANUAL |  | Bandengan
B145 | B 145-03 | EGA | PB |  | Bandengan
MK342 | MK 342-04 | F&G | PB |  | Bandengan
D216 | W48-3-0031 | SCHNEIDER | PGC | 2014 | Menteng
T363 | CI-12-W44-1-001 | SCHNEIDER SM6 | CBOM | 2012 | Menteng
TD317 | - | F&G | LBS |  | Ciputat
TD317 | - | F&G | LBS |  | Ciputat
TD317 | - | F&G | PB1 |  | Ciputat
A120 | A 120-02 | FLUOKIT M | LBS 1 |  | Bandengan
A120 | A 120-03 | FLUOKIT M | LBS 2 |  | Bandengan
AB176 | AB 176-02 | FLOUKIT M | LBS 2 |  | Bandengan
AB176 | AB 176-03 | FLOUKIT M | PB1 |  | Bandengan
AB176 | AB 176-04 | FLOUKIT M | PB2 |  | Bandengan
MK307N | MK 307-01 | EGA | LBS |  | Bandengan
MK307N | MK 307-02 | EGA | LBS |  | Bandengan
MK307N | MK 307-03 | SCHNEIDER | PGDB |  | Bandengan
GD3 | 2468.17.213 | EGA | LBS |  | Ciracas
GH0044 | - | FLOUKIT - M | PMT |  | Menteng
GH0044 | - | FLOUKIT - M | PMT |  | Menteng
GH0044 | - | FLOUKIT - M | PMT |  | Menteng
GH0044 | - | FLOUKIT - M | PMT |  | Menteng
GH0044 | - | FLOUKIT - M | PMT |  | Menteng
GH0044 | - | FLOUKIT - M | PMT |  | Menteng
GH0044 | - | FLOUKIT - M | PMT |  | Menteng
GH0044 | - | FLOUKIT - M | PMT |  | Menteng
GH0044 | - | FLOUKIT - M | PMT |  | Menteng
GH0044 | - | FLOUKIT - M | PMT |  | Menteng
GH0044 | - | FLOUKIT - M | PMT |  | Menteng
GH0044 | - | FLOUKIT - M | PMT |  | Menteng
GH0044 | - | FLOUKIT - M | PMT |  | Menteng
GH0044 | - | FLOUKIT - M | PMT |  | Menteng
GH0044 | - | FLOUKIT - M | PMT |  | Menteng
D336P | 1538.13.BL | EGA | PMT | 2013 | Menteng
D336P | 737.13.BF | EGA | PB | 2013 | Menteng
BN29 | - | EGA | PB |  | Menteng
BN29 | 1 | EGA | PGC |  | Menteng
BN29 | 1 | EGA | PGC |  | Menteng
B34A | B 34A_04 | EGA | PB 2 |  | Bandengan
TG481 | - | EGA | CBO KOPEL MOT |  | Cengkareng
RG12 | 5022-25057/3001-001 | ABB | PB |  | Lenteng Agung
TG481 | CI-218-W37-5-0007 | SCHNEIDER | LBS MOT |  | Cengkareng
CKG114 | 13-02212 | ABB | LBS | 2013 | Cengkareng
KDR189 | 13.0224 | ABB | LBS | 2013 | Cengkareng
MK158 | CI 2017-W20-2-0026 | SCHNEIDER SM6 | LBS MOTORIZE |  | Bandengan
MK158 | 6 | KIT 27,2 | PB |  | Bandengan
PL75 | 5968 | FLOUKIT M | LBS |  | Pondok Kopi
PL75 | 6023 | FLOUKIT M | LBS |  | Pondok Kopi
PL75 | 987 | FLUOKIT M | PB |  | Pondok Kopi
E93BN | 12.1475 | ABB | LBS |  | Pondok Kopi
E93BN | 3238.13.BL | EGA | LBS |  | Pondok Kopi
E93BN | 27060/075/2/02/E6 | GAE | PB |  | Pondok Kopi
E93BN | 21969/066/09/02/E6 | GAE | PB |  | Pondok Kopi
PM346 | - | GAE | LBS-2 |  | Lenteng Agung
PM346 | - | GAE | PB-1 |  | Lenteng Agung
PL214 | 0442.15.213 | EGA | LBS | 2015 | Pondok Kopi
PL214 | 0253.15.214 | EGA | PB | 2015 | Pondok Kopi
AB128 | AB 128_04 | EGA | PB |  | Bandengan
BK88 | 2383.13.BL | EGA | LBS | 2013 | Marunda
CL25 | - | SCHNEIDER SM6 | LBS |  | Marunda
MB21N | MB 21-01 | SCHENEIDER SM6 | LBS |  | Bandengan
KG168 | - | EGA | LBS |  | Marunda
MB82 | MB 82-01 | SCHNEIDER SM-6 | LBS MANUAL | 2017 | Bandengan
MB82 | MB 82-02 | SCHNEIDER SM-6 | LBS MOTORIZED | 2017 | Bandengan
MB54 | MB 54-01 | ORMAZABAL | LBS |  | Bandengan
MB54 | MB 54-02 | ORMAZABAL | LBS |  | Bandengan
BT114 | BT114 | FLUOKIT M | LBS |  | Bintaro
MB54 | MB 54-03 | ORMAZABAL | PGDB |  | Bandengan
BT114 | BT114 | FLUOKIT M | LBS |  | Bintaro
BT114 | BT114 | FLUOKIT M | PB |  | Bintaro
MB54 | MB 54-04 | ORMAZABAL | PT |  | Bandengan
MB79 | MB 79-01 | SCHNEIDER SM-6 | LBS MANUAL | 2017 | Bandengan
MB79 | MB 79-02 | SCHNEIDER SM-6 | LBS MOTORIZED | 2017 | Bandengan
MB79 | MB 79-03 | SCHENEIDER SM6 | PGC |  | Bandengan
PG336 | PG 336 | MG | LBS |  | Cempaka Putih
PG332 | PG 332 | SM6 | PMT |  | Cempaka Putih
PG297 | PG 297 | MG KUNING | PMT |  | Cempaka Putih
PG298 | PG 298 | KIT M | PMT |  | Cempaka Putih
PG328 | PG 328 | SM 6 | PMT |  | Cempaka Putih
PG326 | PG 326 | KIT M | PMT |  | Cempaka Putih
PG299 | PG 299 | GAE | PMT |  | Cempaka Putih
PG322 | PG 322 | MG | LBS |  | Cempaka Putih
PG300 | PG 300 | SM6 | PMT |  | Cempaka Putih
PG303 | PG 303 | SCHNEIDER | LBS | 2015 | Cempaka Putih
PG321 | PG 321 | GAE | LBS |  | Cempaka Putih
PG307 | PG 307 | KIT M | PMT |  | Cempaka Putih
PG320 | PG 320 | EGA | LBS | 2017 | Cempaka Putih
PG309 | PG 309 | SM6 | PMT |  | Cempaka Putih
PG318 | PG 318 | SM 6 | PMT |  | Cempaka Putih
PG194X | PG 194 | GAE | PMT |  | Cempaka Putih
PG315 | PG 315 | KIT M | PMT |  | Cempaka Putih
PG193 | PG 193 | SM6 | PMT |  | Cempaka Putih
PG314 | PG 314 | KIT-M | PMT |  | Cempaka Putih
PG192 | PG 192 | SM 6 | PMT |  | Cempaka Putih
PG313 | PG 313 | SM6 | PMT |  | Cempaka Putih
PG191 | PG 191 | EGA | PMT |  | Cempaka Putih
PG191 | PG 191 | EGA | PGC |  | Cempaka Putih
PG310 | PG 310 | KIT M | PMT |  | Cempaka Putih
PG197 | PG197 | SM 6 | PMT |  | Cempaka Putih
PG168 | PG 168 | SCHNEIDER | CBOG | 2017 | Cempaka Putih
PG186 | PG 189 | SCHNEIDER | LBS | 2018 | Cempaka Putih
PG186 | PG 189 | SCHNEIDER | LBS | 2018 | Cempaka Putih
PG189 | PG 189 | KIT M24+ | CBOM |  | Cempaka Putih
PG169 | PG 169 | EGA | PB | 2012 | Cempaka Putih
PG170 | PG 170 | EGA | LBS | 2017 | Cempaka Putih
DB27 | CI 2017-W36-3-0030 | SCHNEIDER | LBS |  | Bandengan
DB27 | 1608048 | EGA | PB |  | Bandengan
JR178 | 13.1425 | ABB UNISWITCH | PB | 2013 | Pondok Gede
CKG91 | 1105.13.BF | EGA | PB | 2013 | Cengkareng
CKG91 | 1107.13.BF | EGA | PB | 2013 | Cengkareng
CKG91 | Cl-2013-W37-3-0015 | SCHENEIDER | PMT | 2013 | Cengkareng
CKG91 | Cl-2013-W37-3-0037 | SCHENEIDER | PMT | 2013 | Cengkareng
JGK10 | JGK 10: 1647.13/2013 | EGA | LBS-2 | 2013 | Lenteng Agung
MD99 | IEC62271-200 | SCHNEIDER SM6 | LBS |  | Marunda
MD75 | - | SCHNEIDER SM6 | LBS |  | Marunda
MD75 | - | SCHNEIDER SM6 | PB |  | Marunda
BK174 | - | SCHNEIDER SM6 | PB |  | Marunda
BK175 | - | SCHNEIDER SM6 | PB |  | Marunda
BK175 | - | SCHNEIDER SM6 | PB |  | Marunda
KDR172 | 3383.13.BL | EGA | LBS | 2013 | Cengkareng
B305 | 1560.172.16 | EGA | PB | 2017 | Bandengan
RG105P | RG 105P | MERLIN GERIN | PB-1 |  | Lenteng Agung
PM183 | PM 183 | EGA | LBS-1 |  | Lenteng Agung
PM183 | PM 183 | EGA | LBS-2 |  | Lenteng Agung
RG105P | RG 105P | MERLIN GERIN | LBS-2 |  | Lenteng Agung
PM184 | PM 184 | EGA | LBS-2 |  | Lenteng Agung
RG102 | RG 102 | EGA | PB-1 |  | Lenteng Agung
PM184 | PM 184 | EGA | LBS-3 |  | Lenteng Agung
PM189 | PM 189 | SIEMENS | LBS-1 |  | Lenteng Agung
PM98 | PM 98 | FLUOKIT M BIRU | PB-1 |  | Lenteng Agung
PM190 | PM 190 | MG SM6 | LBS-1 |  | Lenteng Agung
PM190 | PM 190 | MG SM6 | LBS-2 |  | Lenteng Agung
PM96 | PM 96 | SIEMENS | PB-1 | 2004 | Lenteng Agung
PM192A | PM 192A | SCHENEIDER | LBS-1 |  | Lenteng Agung
PM194 | PM 194 | SCHNEIDER COMPACT | LBS-1 |  | Lenteng Agung
PS13A | PS 13A - PB2 | FLUMATIC | PB 1 |  | Cempaka Putih
BT16 | BT16 | ABB | PB |  | Bintaro
KL29A | KL29A | SCHNEIDER | LBS |  | Bintaro
TT28 | 3427 | FLUOKIT M | PGC |  | Menteng
CD9T | CD9T | ORMAZABAL | LBS |  | Bintaro
CD9T | CD9T | ORMAZABAL | PB |  | Bintaro
CD165 | CD165 | SM 6 | LBS |  | Bintaro
AB132 | AB 132 - 02 | FLUOKIT M | LBS |  | Bandengan
PM203 | CSF61008/2019 | ORMAZABAL | PB-1 |  | Lenteng Agung
PM79 | PM 79 | SIEMENS | PB-1 | 1993 | Lenteng Agung
PM74D | PM 74D | EGA | PB-1 |  | Lenteng Agung
PM74D | PM 74D | EGA | PB-2 |  | Lenteng Agung
GH0002 | - | FLOUKIT - M | PMT |  | Menteng
GH0002 | - | FLOUKIT - M | PMT |  | Menteng
GH0002 | - | FLOUKIT - M | PMT |  | Menteng
GH0002 | - | FLOUKIT - M | PMT |  | Menteng
GH0002 | - | FLOUKIT - M | PMT |  | Menteng
GH0002 | - | FLOUKIT - M | PMT |  | Menteng
GH0035 | - | FLOUKIT - M | PMT |  | Menteng
GH0035 | - | FLOUKIT - M | PMT |  | Menteng
GD3A | - | Flumatic | LBS |  | Ciracas
GD3A | - | Flumatic | PB |  | Ciracas
CB24 | CI.2017.W32.3.0021 | SCHNEIDER SM6 | LBS |  | Ciracas
CB24 | - | ABB BC5 | LBS |  | Ciracas
CB24 | - | ABB BC5 | PB |  | Ciracas
KD77N | 0175.18.234 | EGA | CBOM | 2018 | Pondok Kopi
PL160 | Ci-2012-w27-4-0020 | SCHNEIDER | LBS | 2012 | Pondok Kopi
PL160 | CI-2012-W27-4-0007 | SCHNEIDER | LBS | 2012 | Pondok Kopi
PL160 | 138.12 bf | EGA | PB | 2012 | Pondok Kopi
B158 | B 158-01 | MERLIN GERIN SM 6 | PGC |  | Bandengan
B158 | B 158-0003.21.214 | EGA | PB2 | 2020 | Bandengan
B158 | B 158-0001.21.212 | EGA | LBS | 2019 | Bandengan
B158 | B 158-0003-21.212 | EGA | LBS | 2020 | Bandengan
GH0131 | GH 131_04 GH 307 9117666 | SCHNEIDER | LBS |  | Bandengan
AB240 | AB 240_2 24373 | GAE | LBS |  | Bandengan
AB138 | AB 138-04 4829 | FLUOKIT M | B1 | 1995 | Bandengan
AB138 | AB 138-06 1035167C1 | SCHNEIDER SM6 | LBS |  | Bandengan
PG128 | BELUM ADA | DAB | LBS |  | Pondok Kopi
KDR177 | - | ORMAZABAL | PT |  | Cengkareng
MK153 | 1 | EGA | PB |  | Bandengan
MK153 | 3 | EGA | LBS |  | Bandengan
MK153 | 4 | EGA | PB |  | Bandengan
MK191 | 1 | KIT 25 | PB |  | Bandengan
B82D | B 82D-PB 1-03 | FLUOKIT M | PB 1 |  | Bandengan
PL30 | 0881.17.214 | EGA | PB | 2017 | Pondok Kopi
PL7 | 130269 | ABB | PB | 2013 | Pondok Kopi
PL98 | 3707.13.BL | EGA | LBS | 2013 | Pondok Kopi
PL98 | 000100/012 | SIEMENS | PB | 2004 | Pondok Kopi
KD54C | W11-1-0050 | SCHNEIDER | LBS | 2018 | Pondok Kopi
KD54C | 0365.18.214 | EGA | PB | 2018 | Pondok Kopi
K210 | C1-2013-W39-5-0031 | SCHNEIDER | CBO | 2013 | Jatinegara
E134B | 0280.15.211 | EGA | PB | 2015 | Pondok Kopi
PL25 | BELUM ADA | EGA | LBS |  | Pondok Kopi
E142 | 0293.17.213 | EGA | LBS | 2017 | Pondok Gede
KJ270 | 26732-024-12-03-E6 | GAE | PGC |  | Kebon Jeruk
D178 | TIDAK TERBACA | EGA | PB |  | Menteng
BN20 | - | SCHNEIDER | PMT |  | Menteng
BN20 | - | SCHNEIDER | PMT |  | Menteng
CP26P | - | ABB | RMU |  | Ciputat
CP26P | - | ABB | RMU |  | Ciputat
CP26P | - | ABB | RMU |  | Ciputat
CP70 | - | GAE | MODULAR |  | Ciputat
CP70 | - | GAE | GSF |  | Ciputat
TD28C | - | GAE | LBS |  | Ciputat
TG51A | w12.3.0045 | SCHNEIDER | LBS |  | Bandengan
CP237 | - | ORMAZABAL | LBS |  | Ciputat
AB95 | AB 95-03 | EGA | PB1 |  | Bandengan
PL116 | BELUM ADA | EGA | LBS |  | Pondok Kopi
RG178 | RG 178 : W41-2-0020 | SCHENEIDER | LBS-1 | 2013 | Lenteng Agung
RG178 | RG 178 : W48-4-0013 | SCHENEIDER | PGDB-1 | 2013 | Lenteng Agung
TP13 | TP 13 - 305 | EGA | PB2 |  | Cempaka Putih
CGR30 | CGR 30 : 13-1405-2013 | ABB | PB-1 |  | Lenteng Agung
TD468 | 2301.13.BL | SCHNEIDER | LBS | 2013 | Ciputat
MB88 | CI-2018-W35-1-0037 | SCHNEIDER SM6 | CBO RC | 2018 | Bandengan
B78Q | CI-2017-W21-2-0031 | SCHNEIDER SM6 | CBO RC | 2017 | Bandengan
B78Q | CI-2017-W03-5-0033 | SCHNEIDER SM6 | LBS 2 | 2017 | Bandengan
B78Q | 1005.17.214 | EGA | PB | 2017 | Bandengan
B234 | B 234-04 | ABB SAFEPLUS | PB |  | Bandengan
SP203 | 0(SP 203) | FLOUKIT M | PGC |  | Kebon Jeruk
SP125C | 0(SP 125) | FLOUKIT M | LBS |  | Kebon Jeruk
SP23 | 0(SP 23) | FLOUKIT M | PB |  | Kebon Jeruk
BT174 | BT174 | SCHNEIDER | PB |  | Bintaro
B334 | 0187-20 | ULUSOY | LBS | 2020 | Bandengan
PL39 | 22415/032/10/01/E6 | GAE | LBS | 2011 | Pondok Kopi
KD5 | 59501351 | MERLIN GERLIN | LBS |  | Pondok Kopi
KD7A | 0301.16.212 | EGA | LBS | 2016 | Pondok Kopi
KD7A | 1113.17.214 | EGA | PBTRAFO | 2017 | Pondok Kopi
KD11B | 2017-W38-3-0045 | SCHNEIDER | LBS | 2017 | Pondok Kopi
MB34 | MB 34-02 | GAE | LBS |  | Bandengan
MB34 | MB 34-04 | FLOUKIT M | PGDB |  | Bandengan
B265 | B 265-03 | SIEMENS | PB |  | Bandengan
PL50 | 24908/105/11/01/E6 | GAE | LBS | 2011 | Pondok Kopi
B131 | B 131-01 | GAE | LBS MOTORIZED |  | Bandengan
PL52 | 1302472 | ABB | PB |  | Pondok Kopi
DT90 | DT 90 | EGA | PB-1 |  | Lenteng Agung
E69 | E69-1 | EGA | LBS (MOTORIZE) | 2016 | Kramat Jati
PL134 | 02100/021 | SIEMENS | LBS | 2021 | Pondok Kopi
PL139 | 14664 | FLUOKIT M | LBS |  | Pondok Kopi
PM226 | CI-2018-W19-3-0012 | SCHNEIDER | LBS-2 | 2018 | Lenteng Agung
BT104 | BT104 | FLUOKIT M | PB |  | Bintaro
PM174 | PM 174 | SCHENEIDER | LBS-1 |  | Lenteng Agung
RG112 | RG 112 | EGA | LBS-2 |  | Lenteng Agung
PM176 | PM 176 | SIEMENS | LBS-1 |  | Lenteng Agung
PM176 | PM 176 | SIEMENS | PB-1 |  | Lenteng Agung
RG11 | RG 11 | SCHNEIDER | PB-1 |  | Lenteng Agung
PM176 | PM 176 | SIEMENS | PB-2 |  | Lenteng Agung
PM181 | PM 181 | EGA | LBS-2 |  | Lenteng Agung
E201 | 323.12.BF | EGA | PB TRAFO | 2012 | Kramat Jati
E201 | 0888.17.212 | EGA | LBS (MOTORIZE) | 2017 | Kramat Jati
PM184 | PM 184 | MERLIN GERIN | LBS-1 |  | Lenteng Agung
PM148N | PM 148N | FLUOKIT M BIRU | KOPEL |  | Lenteng Agung
MB32N | 0722.17.213/2018 | EGA | PB | 2018 | Bandengan
MB32N | CI.2018-W32.I.0030 | SCHNEIDER SM6 | LBS MANUAL | 2018 | Bandengan
MB32N | CI-2018-W35-5-0007/2018 | SCHNEIDER SM6 | LBS MANUAL | 2018 | Bandengan
MB32N | 0246.18.234/2018 | EGA | CBO RC | 2018 | Bandengan
K73F | CI-2016-W17-4-0051 | SCHNEIDER | LBS | 2016 | Pondok Kopi
K73F | CI-2016-W21-4-0022 | SCHNEIDER | LBS | 2016 | Pondok Kopi
BT2 | BT2 | ORMZBL | LBS |  | Bintaro
BT2 | BT2 | ORMZBL | PB |  | Bintaro
E283P | W4330804 | SM6-SCHNEIDER | LBS | 2018 | Kramat Jati
E283P | W4340021 | SM6-SCHNEIDER | LBS | 2018 | Kramat Jati
PL93 | 0252.15.209 | EGA | LBS |  | Pondok Kopi
E61A | 44315212 | EGA | LBS | 2015 | Kramat Jati
B389 | 1280.18.213/2018 | EGA | LBS MOTORIZED | 2018 | Bandengan
SD95 | SD 91-01 | GAE | LBS |  | Bandengan
SD95 | SD 91-03 | ABB BC 5-SYTEM | PB |  | Bandengan
TG11 | TG 11 - CSF63438 | ORMAZABAL | LBS | 2020 | Bandengan
TG11 | TG 11 - CSF61024 | ORMAZABAL | PB | 2019 | Bandengan
AB223 | AB 223-01 | MERLIN GERIN - SM6 | LBS |  | Bandengan
PM75 | CI-2018-W23-1-0016 | SCHNEIDER | CBOG-1 |  | Lenteng Agung
PM209 | PM 209 | MERLINGERLIN | PB-1 |  | Lenteng Agung
PM75 | PM 75 | EGA | LBS-1 |  | Lenteng Agung
PM210 | PM 210 | GAE | LBS-1 |  | Lenteng Agung
PM210 | PM 210 | GAE | LBS-2 |  | Lenteng Agung
PM74E | PM 74E | EGA | LBS-1 |  | Lenteng Agung
PM74E | PM 74E | EGA | LBS-2 |  | Lenteng Agung
PM212 | PM 212 | SCHENEIDER | LBS-1 |  | Lenteng Agung
PM212 | PM 212 | SCHENEIDER | LBS-2 |  | Lenteng Agung
PM74C | CI.2018-W13-3-0019 | SCHENEIDER | LBS-1 |  | Lenteng Agung
PM213 | PM 213 | SCHENEIDER | LBS-1 |  | Lenteng Agung
PM213 | PM 213 | SCHENEIDER | LBS-2 |  | Lenteng Agung
PM74C | SN.020418214 | GAE | PB-1 |  | Lenteng Agung
CD61 | CD61 | KIT 25 | LBS |  | Bintaro
PM214 | PM 214 | ORMAZABAL | LBS-3 |  | Lenteng Agung
PM214 | PM 214 | ORMAZABAL | LBS-1 |  | Lenteng Agung
PM216 | PM 216 | SCHENEIDER | LBS-1 |  | Lenteng Agung
PM216 | PM 216 | SCHENEIDER | LBS-2 |  | Lenteng Agung
PM72 | PM 72 | SCHENEIDER | PB-2 |  | Lenteng Agung
PM218 | PM 218 | EGA | PB-1 |  | Lenteng Agung
PM67N | CI-2018-W29-4-0021 | SCHNEIDER | LBS-1 | 2018 | Lenteng Agung
PM67N | PM 67N | EGA | LBS-2 | 2017 | Lenteng Agung
KG144 | - | ABB BC5 SYSTEM | PB TRAFO 2 |  | Tanjung Priok
KG305 | - | SCHNEIDER SM6 | PB TRAFO |  | Tanjung Priok
GD124 | CI.2017.W31.3.0043 | SCHNEIDER SM6 | PB |  | Ciracas
PL114 | 1088.17.213 | EGA | LBS | 2017 | Pondok Kopi
PL114 | W06-4-0035 | SCNIEDER | LBS | 2017 | Pondok Kopi
E93FN | CI-2015-W11-3-0003 | SCHNEIDER | LBS | 2015 | Pondok Kopi
E93FN | 23557/102/11/01/E6 | GAE | LBS | 2011 | Pondok Kopi
BT254 | BT254 | ABB | LBS |  | Bintaro
BT254 | BT254 | ABB | LBS |  | Bintaro
BT254 | BT254 | ABB | PB |  | Bintaro
BT193 | BT193 | SCHNEIDER | LBS |  | Bintaro
CD309 | CD309 | GAE | LBS |  | Bintaro
CD309 | CD309 | GAE | PB |  | Bintaro
BT193 | BT193 | SCHNEIDER | LBS |  | Bintaro
BT200 | BT200 | SCHNEIDER | LBS |  | Bintaro
BT200 | BT200 | SCHNEIDER | LBS |  | Bintaro
BT200 | BT200 | SCHNEIDER | PB |  | Bintaro
BT193 | BT193 | SCHNEIDER | PB |  | Bintaro
MKS4 | MKS4-R 0019145 SF | MG - R6 | LBS | 2012 | Kramat Jati
MKS4 | MKS4-R 0019145 SF | MG - RM6 | LBS | 2012 | Kramat Jati
BT180 | BT180 | SCHNEIDER | LBS |  | Bintaro
BT180 | BT180 | SCHNEIDER | LBS |  | Bintaro
BT180 | BT180 | SCHNEIDER | PB |  | Bintaro
BT94 | BT94 | MG SM6 | LBS |  | Bintaro
BK26 | 19527 | GAE | PB | 2004 | Marunda
BT169 | BT169 | AREVA | LBS |  | Bintaro
BT169 | BT169 | AREVA | LBS |  | Bintaro
BT169 | BT169 | AREVA | PB |  | Bintaro
MB9 | MB 9-02 | ABB SAFEPLUS | LBS |  | Bandengan
MB9 | MB 9-04 | ABB SAFEPLUS | PGDB |  | Bandengan
PD85 | PD 85-WIG 5006 20 | SCHANAIDER | LBS | 2011 | Kramat Jati
BT86 | BT86 | FLUKIT M | LBS |  | Bintaro
MB46 | MB 46-0128.21.213 | EGA | LBS | 2021 | Bandengan
MB46 | MB 46-0120.21.213 | EGA | LBS | 2021 | Bandengan
MB73 | MB 73-01 | SCHNEIDER SM6 | LBS |  | Bandengan
MB73 | MB 73-02 | SCHENEIDER SM6 | LBS |  | Bandengan
MB65 | MB 65-01 | ABB SAFEPLUS | LBS |  | Bandengan
MB65 | MB 65-02 | ABB SAFEPLUS | LBS |  | Bandengan
B63GNEW | B 63G-01 | EGA | LBS |  | Bandengan
B430 | B 430-02 | SCHENEIDER SM6 | LBS 2 |  | Bandengan
B430 | B 430-03 | SCHENEIDER SM6 | CBO |  | Bandengan
AB191 | AB 191-01 | MG VERCOR | LBS |  | Bandengan
BT139 | BT139 | FLUOKIT M | LBS |  | Bintaro
BT301 | BT301 | F & G | LBS |  | Bintaro
BT301 | BT301 | F & G | LBS |  | Bintaro
KD70 | 1383 | FLUOKIT M | LBS |  | Pondok Kopi
KD75 | 0823.17.214 | EGA | LBS |  | Pondok Kopi
KD78 | 0894.17.216 | EGA | CBOG |  | Pondok Kopi
E36C | E36C-22255 | UNIFLOURCE -GAE | CBOM | 2010 | Kramat Jati
E36C | E36C-22674/032/ | UNIFLOURCE -GAE | PB | 2010 | Kramat Jati
E193 | W4030012 | SCHNEIDER | LBS (MOTORIZE) | 2017 | Kramat Jati
E193 | 1711296 | EGA | PB | 2017 | Kramat Jati
E36B | 108717212 | EGA | LBS | 2017 | Kramat Jati
BT191 | BT191 | FLUOKIT M | LBS |  | Bintaro
JGK11 | 1302262 | ABB MR | LBS-1 | 2013 | Lenteng Agung
JGK11 | 1302371 | ABB | LBS-2 | 2013 | Lenteng Agung
JGK11 | 1302486 | ABB | PB-1 | 2013 | Lenteng Agung
MK117 | 101 | KIT-27 | PB1 | 1989 | Bandengan
MK117 | 1867 | FLUOKIT M24 | PT | 1996 | Bandengan
PL156 | 27305/075/12/02/E6 | GAE | PB |  | Pondok Kopi
RG158 | CI-2018-W25-5-0024 | SCHNEIDER | PGDB-1 |  | Lenteng Agung
GH0073 | C1-2017-W41-4-0009 | SCHNEIDER | LBS MOT | 2017 | Cengkareng
GH0073 | C1-2017-W46-3-0012 | SCHNEIDER | LBS MOT | 2017 | Cengkareng
GH0073 | C1-2017-W37-5-0010 | SCHNEIDER | LBS MOT | 2017 | Cengkareng
GH0073 | C1-2017-W46-2-11 | SCHNEIDER | LBS MOT | 2017 | Cengkareng
GH0073 | C1-2018-W28-6-0046 | SCHNEIDER | LBS MOT | 2018 | Cengkareng
GH0073 | CI-2015-W11-1-0047 | SCHINEIDER | LBS MOT | 2015 | Cengkareng
GH0073 | CI-2018-W21-2-0050 | SCHINEIDER | LBS MOT | 2018 | Cengkareng
GH0073 | CI-2016-W42-1-0032 | SCHINEIDER | LBS MOT | 2017 | Cengkareng
GH0073 | 1477.17.213 | EGA | LBS MOT | 2016 | Cengkareng
GH0073 | 2965.17.213 | EGA | LBS MOT | 2017 | Cengkareng
GH0073 | 3476.17.213 | EGA | LBS MOT | 2017 | Cengkareng
A118 | A 118 - LBS 2 | ORMAZABAL | LBS |  | Bandengan
GH0481 | C1-2018-W34-5-0011 | SCHINEIDER | LBS | 2018 | Cengkareng
GH0481 | C1-2014-W29-4-0012 | SCHENEIDER | LBS MOT | 2014 | Cengkareng
GH0481 | 347.13.BL | EGA | LBS | 2013 | Cengkareng
GH0481 | 3772.13.BL | EGA | LBS | 2013 | Cengkareng
GH0481 | 0344.14.211 | EGA | PB | 2014 | Cengkareng
GH0481 | 0363.15.214 | EGA | PB | 2015 | Cengkareng
RG97 | RG 97 | CONTAC PLASMA | PT-1 |  | Lenteng Agung
RG97 | RG 97 | CONTAC PLASMA | PGDB-1 |  | Lenteng Agung
CP370 | - | VEI | LBS |  | Ciputat
CP370 | - | VEI | PB |  | Ciputat
CP238 | - | SIEMENS | LBS |  | Ciputat
CP238 | - | SIEMENS | LBS |  | Ciputat
KN108 | 24418/104/11/01/E6 | GAE | PMT | 2011 | Menteng
CP238 | - | SIEMENS | PGDB |  | Ciputat
CP203 | - | UNINDO | LBS |  | Ciputat
CP203 | - | UNINDO | PB |  | Ciputat
KN108 | 0 | SCHNEIDER | PMT | 2015 | Menteng
E93FN | 23619/102/11/02/E6 | GAE | PBTRAFO | 2011 | Pondok Kopi
E93C | 0132.17.214 | EGA | TRAFO |  | Pondok Kopi
E93C | 033.16.212 | EGA | LBS |  | Pondok Kopi
RG111 | RG 111 | MG | CBOG-1 |  | Lenteng Agung
B432 | B 432-01 | GAE | LBS 1 |  | Bandengan
B432 | B 432-02 | GAE | LBS 2 |  | Bandengan
B432 | B 432-03 | GAE | PGC |  | Bandengan
B433 | B 433-01 | SCHNEIDER | LBS 1 |  | Bandengan
B433 | B 433-03 | SCHNEIDER | PGC |  | Bandengan
PL74 | 1298 | UNINDO | LBS | 2011 | Pondok Kopi
B63E | B 63E-0849.15.209 | EGA | LBS | 2015 | Bandengan
B63E | B 63E-041015211 | EGA | PB | 2015 | Bandengan
PL74 | 1297 | UNINDO | LBS | 2011 | Pondok Kopi
KD91 | 33816212 | EGA | LBS | 2016 | Pondok Kopi
KD91 | 5017213 | EGA | LBS | 2017 | Pondok Kopi
KD91 | 25016214 | EGA | PB | 2016 | Pondok Kopi
BC207 | 356.12.BF | EGA | PB1 | 2012 | Cengkareng
BDS2 | BDS 2-03 | ABB UNISWITCH | PB |  | Bandengan
B295 | B 295-02 | FLUOKIT M | LBS 2 |  | Bandengan
GNS3G | GNS 3G-03 | EGA | PB |  | Bandengan
GNS6P | GNS 6P-01 | ABB UNISWITCH | LBS 1 |  | Bandengan
GNS6P | GNS 6P-02 | ABB UNISWITCH | LBS 2 |  | Bandengan
GNS6P | GNS 6P-03 | EGA | PB |  | Bandengan
GNS7P | GNS 7P-01 | SCHNEIDER SM6 | LBS 1 |  | Bandengan
GNS7P | GNS 7P-02 | SCHNEIDER SM6 | LBS 2 |  | Bandengan
GNS7P | GNS 7P-03 | EGA | PB |  | Bandengan
KD50N | 0413.15.213 | EGA | LBS | 2015 | Pondok Kopi
KD131 | 03220.15.209 | EGA | LBS | 2015 | Pondok Kopi
KD131 | 0365.15.211 | EGA | PB | 2015 | Pondok Kopi
SP230N | - | FLOUKIT - M | PMT |  | Menteng
SP230N | - | FLOUKIT - M | PMT |  | Menteng
SP230N | - | FLOUKIT - M | PGC |  | Menteng
PL32 | 1211.17.214 | EGA | PB | 2017 | Pondok Kopi
PL32 | 247317213 | EGA | LBS | 2017 | Pondok Kopi
PL32 | 0867.17.212 | EGA | LBS | 2017 | Pondok Kopi
KN242 | 10685427 | EGA | LBS | 2017 | Menteng
K221 | W34-2-0077 | SCHNEIDER | CBO | 2019 | Menteng
BN40 | 0 | SCHNEIDER | PMT |  | Menteng
T363 | 12.1538 | ABB UNI SWITCH | PMT | 2012 | Menteng
T363 | 12.1525 | ABB UNI SWITCH | PMT | 2012 | Menteng
CN18 | - | SIEMENS | LBS |  | Ciputat
CN18 | - | SIEMENS | LBS |  | Ciputat
CN18 | - | SIEMENS | PB |  | Ciputat
RG125P | RG 125P | SCHNEIDER | PB-1 |  | Lenteng Agung
RG92P | RG 92P | ABB SAFE PLUS | PB-1 |  | Lenteng Agung
RG136 | RG 136 | SCHNEIDER | PB-1 |  | Lenteng Agung
GH0002 | - | KIT 25 | PMT |  | Menteng
GH0002 | - | GAE | PMT |  | Menteng
GH0002 | - | GAE | PMT |  | Menteng
GH0002 | - | FLOUKIT - M | PMT |  | Menteng
GH0002 | - | FLOUKIT - M | PMT |  | Menteng
GH0002 | - | FLOUKIT - M | PMT |  | Menteng
GH0002 | - | FLOUKIT - M | PMT |  | Menteng
GH0002 | - | FLOUKIT - M | PMT |  | Menteng
GH0002 | - | SM 6 MG | PMT |  | Menteng
GH0002 | - | FLOUKIT - M | PMT |  | Menteng
GH0002 | - | FLOUKIT - M | PMT |  | Menteng
GH0002 | - | FLOUKIT - M | PMT |  | Menteng
TB13P | - | SCHNEIDER | PB |  | Menteng
TB13P | - | SCHNEIDER | LBS MOTORIZE | 2019 | Menteng
CNK15 | 2793.13BL | EGA | LBS | 2013 | Ciputat
E92 | CI-2012-W41-3-0027 | SM6 | LBS |  | Pondok Kopi
E92 | 0298-15-209 | EGA | LBS |  | Pondok Kopi
PB29 | 300327 | MERLIN GERIN SM6 | LBS |  | Pondok Kopi
E61S | E 61 S9011-02 | ABB-SAFEPLUS | LBS | 2011 | Kramat Jati
E61S | E 61 S-8021-02 | ABB-SAFEPLUS | PB | 2011 | Kramat Jati
GD80 | GD80-3 | GAE | CBOG | 2013 | Kramat Jati
PM296 | 0048.21.214 | EGA | LBS-1 | 2021 | Lenteng Agung
PM338 | PM 338 | SCHENEIDER | LBS-1 |  | Lenteng Agung
PM296 | 0035.21.213 | EGA | LBS-2 | 2021 | Lenteng Agung
PM338 | PM 338 | SCHENEIDER | LBS-2 |  | Lenteng Agung
PM296 | 0034.21.213 | EGA | PB-1 | 2021 | Lenteng Agung
PM297 | 2019CFS63188 | ORMAZABAL | LBS-1 | 2019 | Lenteng Agung
PM337 | PM 337 | GAE | LBS-1 |  | Lenteng Agung
PM297 | 2019CSF60042 | ORMAZABAL | LBS-2 | 2019 | Lenteng Agung
PM297 | 2019CSF61183 | ORMAZABAL | PB-1 | 2019 | Lenteng Agung
PM336 | CI-2015-W44-4-0002 | SCHENEIDER | LBS-1 | 2015 | Lenteng Agung
PM298 | PM 298 | SCHNEIDER | LBS-1 |  | Lenteng Agung
PM298 | PM 298 | SCHNEIDER | LBS-2 |  | Lenteng Agung
PM299 | CI-2019-W28-2-0008 | SCHNEIDER | LBS-1 | 2019 | Lenteng Agung
PM299 | CI-2019-W21-2-0014 | SCHNEIDER | PB-1 | 2019 | Lenteng Agung
PM301 | CI.2017-W46-3-0024 | SCHNEIDER MR | LBS-1 |  | Lenteng Agung
PM304P | PM 304P | EGA | LBS-1 |  | Lenteng Agung
PM304P | PM 304P | EGA | LBS-2 |  | Lenteng Agung
PM315 | PM 315 | SIEMENS | LBS-1 |  | Lenteng Agung
PM331 | PM 331 | SCHENEDER | LBS-2 |  | Lenteng Agung
PM315 | PM 315 | SIEMENS | LBS-2 |  | Lenteng Agung
PM332 | CI.2017-W46-4-0028 | SCHNEIDER MR | LBS-1 |  | Lenteng Agung
CK20X | - | FLUOKIT.M | LBS |  | Marunda
PM331 | PM 331 | EGA | LBS-1 |  | Lenteng Agung
PM33 | PM 33 | ABB UNISWITCH | LBS-2 |  | Lenteng Agung
PM33 | PM 33 | ABB UNISWITCH | PB-1 |  | Lenteng Agung
PM327P | 22453/032/010101/EG | GAE | LBS-1 | 2010 | Lenteng Agung
PM321P | 81256 | GAE COMPACT | PB-1 | 2008 | Lenteng Agung
KD124 | 01700/017 | SIEMENS | LBS | 2021 | Pondok Kopi
PM320P | 4973 | FLUOKIT M BIRU | LBS-1 | 2011 | Lenteng Agung
KD124 | 03000/030 | SIEMENS | PB | 2021 | Pondok Kopi
PM318P | PM 318 | SCHNEIDER | LBS-1 |  | Lenteng Agung
PM318P | PM 318 | SCHNEIDER | LBS-2 |  | Lenteng Agung
CK15A | - | ABB SAFEPLUS | PT |  | Marunda
KD35 | 24902-105-11-01/E6 | G A E | LBS |  | Pondok Kopi
CK83 | 851 | FLUOKIT M | PGDB |  | Marunda
PM204 | PM 204 | SCHNEIDER | PGDB-1 |  | Lenteng Agung
PB7 | BELUM ADA | SM6 | PB |  | Pondok Kopi
CP395 | - | GAE | LBS |  | Ciputat
D346 | W47.6.0020 | SCHNEIDER | PMT | 2013 | Menteng
CP351 | - | GAE | PB |  | Ciputat
SD12 | - | EGA | PB TRAFO |  | Tanjung Priok
T348P | W26-2-1402 | Schneider | LBS | 2019 | Menteng
T348P | W03-3-1403 | Schneider | PB | 2020 | Menteng
MB79 | MB 79-04 | SCHENEIDER SM6 | PGC |  | Bandengan
B63I | B 63I-03 | SIEMENS | PB |  | Bandengan
AB11D | AB 11D-03 | FLUKIT-M | PB |  | Bandengan
AB44 | AB 44-01 | ABB UNISWITCH | LBS |  | Bandengan
AB44 | AB 44-03 | GAE | PGC |  | Bandengan
PM56N | PM 56N | FLUOKIT M | PB-1 |  | Lenteng Agung
PG311 | SM0100208 | SCHNEIDER (SM 6) | LBS |  | Pondok Kopi
PG311 | SM 0940111C1 | SCHNEIDER (SM 6) | CBOM |  | Pondok Kopi
BT70 | BT70 | F&G | LBS |  | Bintaro
BT70 | BT70 | F&G | LBS |  | Bintaro
BT67 | BT67 | MG. SM 6 | PB |  | Bintaro
BT68 | BT68 | F&G | LBS |  | Bintaro
MB56 | MB 56-03 | ABB UNISWITCH | PGC |  | Bandengan
BT68 | BT68 | F&G | PB |  | Bintaro
PG82 | NULL | SCHNEIDER | LBS | NULL | Pondok Kopi
BT44 | BT44 | GAE | PB |  | Bintaro
PG82 | 0077.16.212 | EGA | LBS | 2016 | Pondok Kopi
PG82 | 0365.18.234 | EGA | CBOM | 2018 | Pondok Kopi
PB23 | ... | EGA | LBS |  | Pondok Kopi
BT116 | BT116 | MG SM6 | LBS |  | Bintaro
BT1 | BT1 | MG | LBS |  | Bintaro
BT1 | BT1 | MG | PB |  | Bintaro
PGL13 | 24882/105 | GAE | LBS | 2011 | Pondok Kopi
KD44N | W41-4-0004 | SCHNEIDER | LBS | 2017 | Pondok Kopi
BT71 | BT71 | MG. SM 6 | LBS |  | Bintaro
BT71 | BT71 | SCHNEIDER | PB |  | Bintaro
KD72 | BELUM ADA | EGA | LBS |  | Pondok Kopi
BT83 | BT83 | MG | LBS |  | Bintaro
BT279 | BT279 | EGA | LBS |  | Bintaro
CD32A | CD32A | ABB | LBS |  | Bintaro
CD32A | CD32A | ABB | LBS |  | Bintaro
CD32A | CD32A | ABB | PB |  | Bintaro
BT277 | BT277 | EGA | PB |  | Bintaro
BT122 | BT122 | FLUOKIT M | LBS |  | Bintaro
E148 | 1707169 | EGA | PB | 2017 | Kramat Jati
E148 | 1707169 | EGA | LBS | 2017 | Kramat Jati
BT113 | BT113 | FLUOKIT M | PB |  | Bintaro
KJ160 | 0(KJ 160) | MG | LBS |  | Kebon Jeruk
BT99 | BT99 | GAE | PB |  | Bintaro
B43D | 23463/ 2011 | GAE | LBS 2 |  | Bandengan
B43D | 23625 / 2011 | GAE | PB |  | Bandengan
E92 | 0177.15.211 | EGA | PB |  | Pondok Kopi
E92 | 3132 | UNINDO | PB | 2007 | Pondok Kopi
PG399 | C1-2017-W40-3-0077 | SCHNEIDER | LBS | 2017 | Pondok Kopi
E146 | 0640-17-214 | EGA | PB | 2017 | Pondok Kopi
PL109 | 501670294/1011-020 | ABB | LBS | 2016 | Pondok Kopi
PL109 | 501670294/1021-016 | ABB | PB | 2016 | Pondok Kopi
PL109 | 502637997/4001-027 | ABB | LBS | 2019 | Pondok Kopi
BT308 | 13-02299 | ABB | LBS | 2013 | Bintaro
BT308 | 13-02283 | EGA | LBS | 2013 | Bintaro
MK228 | 01-MK 228 | FLUOKIT M | PB |  | Bandengan
B433 | B 433-02 | SCHNEIDER | LBS 2 |  | Bandengan
B63E | B 63E-0794.15.209 | EGA | LBS | 2015 | Bandengan
PL74 | 12948 | UNINDO | B1 | 2011 | Pondok Kopi
BDS2 | BDS 2-01 | ABB UNISWITCH | LBS 1 |  | Bandengan
BDS2 | BDS 2-02 | ABB UNISWITCH | LBS 2 |  | Bandengan
GD344P | 500411660/9021-29 | ABB | PB | 2011 | Ciracas
GD344P | 500411660/9011-27 | ABB | LBS | 2011 | Ciracas
GD344P | 500411660/9011-25 | ABB | LBS | 2011 | Ciracas
B295 | B 295-01 | FLUOKIT M | LBS 1 |  | Bandengan
GNS3G | GNS 3G-01 | ABB UNISWITCH | LBS 1 |  | Bandengan
KD131 | 0673.15.209 | EGA | LBS | 2015 | Pondok Kopi
D299 | D299 | SCHNEIDER | LBS MOTORIZE | 2018 | Menteng
D299 | D299 | SCHNEIDER | CBOM | 2018 | Menteng
MK355 | 01-MK 355 | FLUOKIT M24 | LBS |  | Bandengan
MK355 | 02-MK 355 | FLUOKIT M24 | LBS |  | Bandengan
GH0067 | GH 67-MERANTI | FLUOKIT M | LBS |  | Kebon Jeruk
GH0067 | GH 67-KJ 155 | FLUOKIT M | LBS |  | Kebon Jeruk
GH0067 | GH 67-KL 153 | FLUOKIT M | LBS |  | Kebon Jeruk
RG169 | RG 169 | EGA | LBS-1 |  | Lenteng Agung
RG169 | RG 169 | EGA | PB-1 |  | Lenteng Agung
PL189 | Ci-2015-W15-5. 0018 | EGA | LBS | 2015 | Pondok Kopi
PL189 | CI-2014-W05-4-0010 | SCHNEIDER | LBS | 2014 | Pondok Kopi
PL189 | 30109-180-13-02-E6 | GAE | PB | 2013 | Pondok Kopi
MK267 | CI2019 W02-2-0028 | SCHNEIDER | PB |  | Bandengan
GH0414 | GH 414-SP 275 | FLUOKIT M | LBS |  | Kebon Jeruk
GH0414 | GH 414-SP 221 | FLUOKIT M | LBS |  | Kebon Jeruk
GH0414 | GH 414-SP 267 | FLUOKIT M | LBS |  | Kebon Jeruk
GH0414 | GH 414-GI NEW SNY | FLUOKIT M | LBS |  | Kebon Jeruk
GH0062 | GH 62 - KJ333 | SCHNEIDER | LBS MOTORIZED | 2016 | Kebon Jeruk
GH0062 | GH 62-SP 189 | SCHNEIDER | LBS MOTORIZED | 2016 | Kebon Jeruk
GH0062 | GH 62 - KJ132 | SCHNEIDER | LBS MOTORIZED | 2016 | Kebon Jeruk
GH0062 | GH 62-KOPEL 3 | SCHNEIDER | LBS MOTORIZED | 2016 | Kebon Jeruk
GH0062 | GH 62 - KJ160 | SCHNEIDER | LBS MOTORIZED | 2016 | Kebon Jeruk
GH0062 | GH62 - SELATAN | SCHNEIDER | LBS MOTORIZED | 2016 | Kebon Jeruk
GH0062 | GH 62 - SP181 | SCHNEIDER | LBS MOTORIZED | 2016 | Kebon Jeruk
GH0062 | GH 62 - KJ296 | SCHNEIDER | LBS MOTORIZED | 2016 | Kebon Jeruk
GH0062 | GH 62-KOPEL 2 | SCHNEIDER | LBS MANUAL | 2016 | Kebon Jeruk
GH0062 | GH 62-KJ 22 | SCHNEIDER | LBS MOTORIZED | 2016 | Kebon Jeruk
GH0062 | GH 62-KOPEL 4 | SCHNEIDER | LBS MANUAL | 2016 | Kebon Jeruk
GH0062 | GH 62- SP178 | SCHNEIDER | LBS MOTORIZED | 2016 | Kebon Jeruk
K210 | 2820.13.BL | EGA | LBS | 2013 | Jatinegara
KP30 | - | SCHNEIDER SM6 | LBS |  | Marunda
KP30 | - | SCHNEIDER SM6 | PB |  | Marunda
BK168 | 24585/104/11/02/E6 | GAE GSF | PB | 2010 | Marunda
BK157 | CV812243-000340/019 | SIEMENS | LBS | 2011 | Marunda
BK157 | CV812243-000350/008 | SIEMENS | LBS | 2011 | Marunda
KP10 | 1EC62271200 | SCHNEIDER SM6 | PGC |  | Marunda
AB185 | AB 185-02 | FLUOKIT-M | LBS |  | Bandengan
PL55 | SM 0402807 | Merlin gerin | LBS |  | Pondok Kopi
PL55 | 1852.13.BL | EGA | LBS | 2013 | Pondok Kopi
PL55 | S9501657 | Merlin gerin | PBTRAFO2 |  | Pondok Kopi
KD54 | BELUM ADA | EGA | LBS |  | Pondok Kopi
SD228 | 27611/021/12/01/EG | GAE | LBS | 2012 | Tanjung Priok
A122 | A 122-02 | ABB | LBS |  | Bandengan
A122 | A 122-03 | ABB | PGDB |  | Bandengan
AB95 | AB 95-04 | EGA | PB2 |  | Bandengan
PL88 | 1861.16.213 | EGA | LBS | 2016 | Pondok Kopi
PL116 | BELUM ADA | EGA | LBS |  | Pondok Kopi
PL116 | BELUM ADA | FLOUKIT M | CBOM |  | Pondok Kopi
JS5 | 2016CSF6319 | AEP | LBS | 2016 | Pondok Kopi
JS5 | 2016CSF63109 | AEP | LBS | 2016 | Pondok Kopi
JS5 | 2016CSF61045 | AEP | PB | 2016 | Pondok Kopi
GH0011 | GH 11 - MK 30 | FLOUKIT M | LBS |  | Bandengan
GH0011 | GH 11 - GI ANGKE | FLOUKIT M | LBS |  | Bandengan
GH0011 | GH 11 - GH 143 | FLOUKIT M | LBS |  | Bandengan
GH0011 | GH 11 - B 78L | FLOUKIT M | LBS |  | Bandengan
GH0011 | GH 11 - KOPEL 1 | FLOUKIT M | LBS |  | Bandengan
GH0011 | GH 11 - MK 6 | FLOUKIT M | LBS |  | Bandengan
GH0011 | GH 11 - MK 33 | FLOUKIT M | LBS |  | Bandengan
GH0011 | GH 11 - GI MUARA KARANG | FLOUKIT M | LBS |  | Bandengan
GH0011 | GH 11 - MK 483 | FLOUKIT M | LBS |  | Bandengan
GH0135 | GH 135 - P.BOUGENVILE | GAE | LBS |  | Bandengan
GH0135 | GH 135 - KOPEL A | GAE | LBS |  | Bandengan
GH0135 | GH 135 - MK 297 | FLOUKIT M | LBS |  | Bandengan
GH0135 | GH 135 - KPK 10 | GAE | LBS |  | Bandengan
GH0135 | GH 135 - MK 396 | GAE | LBS |  | Bandengan
GH0135 | GH 135 - MK 100 | GAE | LBS |  | Bandengan
GH0135 | GH 135 - P.FLOWER | GAE | LBS |  | Bandengan
GH0135 | GH 135 - P.BAKUNG | MERLIN GERLIN | LBS |  | Bandengan
GH0135 | GH 135 - MK 338 | SCHENEIDER | LBS |  | Bandengan
GH0135 | GH 135 - MK 366 | SCHENEIDER | LBS |  | Bandengan
GH0135 | GH 135 - KOPEL B | MERLIN GERLIN | LBS |  | Bandengan
GH0135 | GH 135 - MK 295 | MERLIN GERLIN | LBS |  | Bandengan
GH0135 | GH 135 - P.SAYU | MERLIN GERLIN | LBS |  | Bandengan
GH0135 | GH 135 - P.MANJA | MERLIN GERLIN | LBS |  | Bandengan
GH0135 | GH 135 - P.TERATAI | MERLIN GERLIN | LBS |  | Bandengan
GH0135 | GH 135 - P.LINCAH | MERLIN GERLIN | LBS |  | Bandengan
GH0135 | GH 135 - P.AHAD | MERLIN GERLIN | LBS |  | Bandengan
MB81 | MB 81-01 | GAE | LBS 1 |  | Bandengan
MB81 | MB 81-02 | GAE | LBS 2 |  | Bandengan
MB81 | MB 81-03 | GAE | PB |  | Bandengan
PL138 | BELUM ADA | GAE | PB |  | Pondok Kopi
PL142 | 7021-16 | ABB | PB | 2011 | Pondok Kopi
B411 | B 411-01 | MG SM6 | LBS 1 |  | Bandengan
MB51 | MB 51-01 | FLOUKIT M | LBS 1 |  | Bandengan
JS136P | ANIS58 | FLUOKIT M | PB | 2011 | Pondok Gede
JS136P | 11207 | FLUOKIT M | LBS | 2011 | Pondok Gede
SD1 | - | SCHNEIDER SM6 | PB TRAFO 1 |  | Tanjung Priok
TD128 | - | MERLIN GERIN | PT |  | Ciputat
PB3 | W14-5-0021 | SCHNEIDER | LBS | 2016 | Pondok Kopi
PB3 | W33-4-0002 | SCHNEIDER | PBTRAFO | 2016 | Pondok Kopi
B388 | B 388-01 | CONTACT PLASMA | LBS |  | Bandengan
PL237 | T73005052683 - 0184 | SIEMENS | LBS |  | Pondok Kopi
PG166C | 1704116 | EGA | LBS | 2017 | Pondok Kopi
JW48 | ANIS170 | ABB UNISWITCH | LBS |  | Pondok Gede
PLTB2 | PLTB2 - LBS | ORMAZABBAL | LBS | 2018 | Bandengan
PL149 | 25031/105/11/02/E6 | GAE | PB |  | Pondok Kopi
PM74B | PM 74B | SCHENEIDER | LBS-1 |  | Lenteng Agung
PM214 | PM 214 | ORMAZABAL | PB-1 |  | Lenteng Agung
PM74B | PM 74B | SCHENEIDER | LBS-2 |  | Lenteng Agung
PM74B | PM 74B | SCHENEIDER | PB-1 |  | Lenteng Agung
CD61 | CD61 | KIT 25 & ABB | PB |  | Bintaro
PLPR2 | MB 31-01 | ABB SAFEPLUS | LBS |  | Bandengan
CP162 | - | MG | LBS |  | Ciputat
SR2A | - | FLUOKIT M | LBS |  | Ciputat
SR2A | - | KIT 25 | LBS |  | Ciputat
CP212 | - | ABB | PB TRAFO |  | Ciputat
CP27B | - | VERCORS | LBS |  | Ciputat
CP27B | - | VERCORS | LBS |  | Ciputat
CP27B | - | VERCORS | PB |  | Ciputat
CP359 | - | GAE | LBS |  | Ciputat
TD41 | - | MERLIN GERIN | LBS |  | Ciputat
CP75 | - | GAE | PB |  | Ciputat
CP29P | - | GAE | LBS |  | Ciputat
MK228 | 03-MK 228 | FLUOKIT M | LBS |  | Bandengan
MK228 | 04-MK 228 | FLUOKIT M | LBS |  | Bandengan
E92F | 0091.17.214 | EGA | PB |  | Pondok Kopi
PL73 | SM 9605984 | MERLIN GERIN SM6 | PB |  | Pondok Kopi
PL13 | ... | EGA | LBS | 2017 | Pondok Kopi
PB65 | 1625.17.212 | EGA | LBS | 2017 | Pondok Kopi
B28N | B 28N-01 | MG SM6 | LBS 1 |  | Bandengan
B28N | B 28N-02 | MG SM6 | LBS 2 |  | Bandengan
B28N | B 28N-03 | EGA | CBOM |  | Bandengan
MB6 | MB 6-02 | EGA | LBS MOTORIZE | 2017 | Bandengan
B103 | B 103-W38-4-0017 | SCHNEIDER | LBS | 2020 | Bandengan
B103 | B 103-01463173213 | EGA | LBS | 2017 | Bandengan
B103 | B 103-1174.13 | EGA | PB | 2013 | Bandengan
B103 | B 103-04 | KIT 27,2 | PT |  | Bandengan
B103 | B 103-06 | KIT 27,2 | B1 |  | Bandengan
E264 | E264-1 | SCHNEIDER | LBS (MOTORIZE) | 2017 | Kramat Jati
E264 | E264-2 | SCHNEIDER | LBS | 2016 | Kramat Jati
E264 | E264-2 | SCHNEIDER | PB TRAFO | 2017 | Kramat Jati
PL153 | BELUM ADA | SM6 | LBS |  | Pondok Kopi
KG380 | CI-2012-W28-1-0010 | SCHNEIDER SM6 | LBS |  | Tanjung Priok
CNK15 | 167313BP | EGA | CBOM | 2013 | Ciputat
GH0035 | - | FLOUKIT - M | PMT |  | Menteng
MB51 | MB 51-02 | FLOUKIT M | LBS 2 |  | Bandengan
MB51 | MB 51-03 | FLOUKIT M | PB |  | Bandengan
MK200 | MK200-01 | EGA | LBS 1 |  | Bandengan
MK200 | MK 200-02 | EGA | LBS 2 |  | Bandengan
MK200 | MK 200-03 | EGA | PB 1 |  | Bandengan
MK200 | MK 200-04 | EGA | PB 2 |  | Bandengan
MB2 | MB 2-01 | MG VERCORS | LBS 1 |  | Bandengan
MB2 | MB 2-02 | MG VERCORS | LBS 2 |  | Bandengan
MB2 | MB 2-03 | MG VERCORS | PB |  | Bandengan
B63C | B 63C-01-13230103 | FLOUKIT M | LBS 1 |  | Bandengan
B63C | B 63C-02-13225701 | FLOUKIT M | LBS 2 |  | Bandengan
B63C | B 63C-04 | FLOUKIT M | PB 2 |  | Bandengan
MK328 | MK 328-02 | FLUOKIT M24 | LBS |  | Bandengan
MK328 | MK 328-03-6336 | FLUOKIT M24 | PB |  | Bandengan
MK387 | MK 387-01 | SIEMENS RMU | LBS |  | Bandengan
MK387 | MK 387-02 | SIEMENS RMU | LBS |  | Bandengan
MK387 | MK 387-03 | SIEMENS RMU | PB |  | Bandengan
MK426 | MK 426-03-2036 | SIEMENS | PB |  | Bandengan
KB273 | KB273 | KIT 27.2 | LBS |  | Bintaro
CD163 | CD163 | FLOUKIT M C10 | LBS |  | Bintaro
B23A | B 23A - 01 | FLUOKIT M | PB |  | Bandengan
BT109 | BT109 | ORMZBL | LBS |  | Bintaro
BT109 | BT109 | ORMZBL | LBS |  | Bintaro
KL76 | KL76 | FLUOKIT M C 10 | PB |  | Bintaro
TT28 | - | SCHNEIDER | LBS |  | Menteng
KL44N | KL44N | SCHNEIDER | LBS |  | Bintaro
KN111P | 24508/104/11/01/E6 | GAE | PMT | 2011 | Menteng
KN111P | 24491/104/11/01/E6 | GAE | PMT | 2011 | Menteng
KN111P | 10415 | EGA | PB | 2011 | Menteng
CD106P | CD106P | GAE | LBS |  | Bintaro
CD106P | CD106P | GAE | LBS |  | Bintaro
CD106P | CD106P | GAE | PB |  | Bintaro
CD165 | CD165 | SM 6 | PB |  | Bintaro
CD184 | CD184 | FLUOKIT M C10 | LBS |  | Bintaro
AB132 | AB 132 - 01 | FLUOKIT M | LBS |  | Bandengan
RM13 | RM 13 | KIT 25 | PB 2 |  | Cempaka Putih
AB132 | AB 132 - 03 | FLUOKIT M | PGDB |  | Bandengan
PM167 | PM 167 | MERLIN GERLIN | CBOG-1 |  | Lenteng Agung
S34N | S 34N | FLUMATIC | PB |  | Cempaka Putih
CP3 | CP3 | GAE | LBS |  | Bintaro
CP3 | CP3 | GAE | LBS |  | Bintaro
CP3 | CP3 | GAE | PB |  | Bintaro
KB372N | 0 | EGA | LBS |  | Bulungan
CD3 | CD3 | KIT 27,2 | LBS |  | Bintaro
KB372N | 0 | EGA | LBS |  | Bulungan
CD3 | CD3 | KIT 27,2 | LBS |  | Bintaro
CD3 | CD3 | KIT 27,2 | PB |  | Bintaro
BT302 | BT302 | ABB | LBS |  | Bintaro
CD28 | CD28 | MG | LBS |  | Bintaro
CD28 | CD28 | MG | LBS |  | Bintaro
BT117 | BT117 | FLUOKIT M | LBS |  | Bintaro
BT117 | BT117 | FLUOKIT M | LBS |  | Bintaro
BT117 | BT117 | FLUOKIT M | PB |  | Bintaro
CD186 | CD186 | MG SM 6 | LBS |  | Bintaro
S35A | S 35A - S 101 | EGA | PMT |  | Cempaka Putih
S35A | S 35A - S 35 | EGA | PMT |  | Cempaka Putih
S35A | S 35A - PB1 | EGA | PB 1 |  | Cempaka Putih
S35A | S 35A - PB2 | EGA | PB 2 |  | Cempaka Putih
CD220 | CD220 | SCHENEIDER SM6 | LBS |  | Bintaro
CD220 | CD220 | SCHENEIDER SM6 | LBS |  | Bintaro
CD220 | CD220 | SCHENEIDER SM6 | PB |  | Bintaro
KL22H | KL22H | FLOUKIT M C410 | LBS |  | Bintaro
B206 | 2208.17.213 | EGA | LBS MANUAL | 2017 | Bandengan
RG10 | 2010-W44-5-0074 | SCHNEIDER | LBS-2 | 2010 | Lenteng Agung
RG10 | 9454 | SCHNEIDER | LBS-5 |  | Lenteng Agung
RG10 | RG 10 | SCHNEIDER | LBS-6 |  | Lenteng Agung
RG123 | RG 123 | SCHNEIDER | PGDB-2 |  | Lenteng Agung
K73H | 21048/9013/08/01/E6 | GAE | PB | 2008 | Pondok Kopi
K73H | 21527/109/08/02/E6 | GAE | LBS | 2008 | Pondok Kopi
KPK26P | KPK 26P-01 | EGA MOTORIZE | LBS 1 |  | Bandengan
K73H | 21954/066/09/01/E6 | GAE | LBS | 2009 | Pondok Kopi
KPK26P | KPK 26P-02 | EGA MOTORIZE | LBS 2 |  | Bandengan
KPK27 | KPK 27-01 | EGA MOTORIZE | LBS 1 |  | Bandengan
KPK27 | KPK 27-02 | EGA MOTORIZE | LBS 2 |  | Bandengan
KPK27 | KPK 27-03 | SCHNEIDER | PGDB |  | Bandengan
KPK3 | CI 2017 W35-3-0010 | SCHNEIDER | LBS 1 | 2011 | Bandengan
KPK3 | KPK 3-02 | GAE | LBS 2 | 2011 | Bandengan
KPK3 | KPK 3-03 | GAE | PB 1 | 2011 | Bandengan
MK321 | MK 321-01 | ABB | LBS 1 |  | Bandengan
MK321 | MK 321-03 | ABB | PB 1 |  | Bandengan
E184 | 173005052683-189 | SIEMENS | PB TRAFO | 2017 | Pondok Kopi
E184 | 173005052683-0334 | SIEMENS | LBS | 2017 | Pondok Kopi
E184 | 173005052683-0215 | SIEMENS | LBS | 2017 | Pondok Kopi
MK429 | V 812243-000390/011 | SIEMENS RMU | LBS | 2011 | Bandengan
MK429 | CV 812243-000390/004 | SIEMENS RMU | LBS | 2011 | Bandengan
MK429 | CV 812243-000400/011 | SIEMENS RMU | PB | 2011 | Bandengan
MK468 | MK 468-01 | SCHNEIDER SM6 | LBS MANUAL | 2017 | Bandengan
MK468 | MK 468-02 | SCHNEIDER SM-6 | CBO RC | 2017 | Bandengan
MK468 | MK 468-03 | SCHNEIDER SM6 | PGC |  | Bandengan
MK474 | MK 474-01 | SCHNEIDER | LBS 1 |  | Bandengan
MK474 | MK 474-02 | SCHNEIDER | LBS 2 |  | Bandengan
MK474 | MK 474-03 | GAE | PGC |  | Bandengan
MK91 | MK 91-02 | EGA | LBS 2 |  | Bandengan
MK91 | MK 91-03 | EGA | PB 1 |  | Bandengan
PIK10 | PIK 10-01 | GAE GLS | LBS |  | Bandengan
PIK10 | PIK 10-02 | GAE GLS | LBS |  | Bandengan
PIK1P | PIK 1P-02 | ABB SAFEPLUS | LBS |  | Bandengan
PIK4 | 1805216 | EGA | LBS |  | Bandengan
PIK4 | 18041736 | EGA | LBS |  | Bandengan
PIK4 | 1807768 | EGA | PB 1 |  | Bandengan
TA2 | TA 2-02 | KIT 27,2 | LBS 2 |  | Bandengan
TA2 | TA 2-05 | FLUOKIT M | PT |  | Bandengan
TA2 | TA 2-06 | KIT 27,2 | PGDB |  | Bandengan
TG108 | 1805205 | EGA | LBS |  | Bandengan
TG108 | 18071721 | EGA | LBS |  | Bandengan
TG108 | CI 2018 W01-3-0015 | SCHNEIDER | PB |  | Bandengan
GD331P | 500411660/5001-20 | ABB SAFEPLUS | LBS |  | Ciracas
GD331P | 500411660/1021-19 | ABB SAFEPLUS | LBS |  | Ciracas
GD331P | 500411660/1011-18 | ABB SAFEPLUS | PB |  | Ciracas
KG116 | 2441.13.BL | EGA | LBS | 2013 | Marunda
GH0338 | 1680.13.BF | EGA | PB | 2013 | Cengkareng
CK207 | 2444.13.BL | EGA | LBS | 2013 | Marunda
CK207 | 2399.13.BL | EGA | LBS | 2013 | Marunda
GH0338 | 773 | UNINDO | PMT | 1992 | Cengkareng
CK207 | - | EGA | PB TRAFO | 2013 | Marunda
KD224 | CV06-5140/003 | SIEMENS | PB | 1993 | Pondok Kopi
KD224 | CV 06-5140/003 | SIEMENS | LBS | 1993 | Pondok Kopi
GH0172 | 1596.13.BL | EGA | LBS MOT | 2013 | Cengkareng
MK191 | 2 | ULUSOY | LBS |  | Bandengan
MK191 | 47 | KIT 27 | PGDB |  | Bandengan
KN108 | 24069/103/11/01/E6 | GAE | CBOM | 2011 | Menteng
CP126 | - | F&G | LBS |  | Ciputat
CP126 | - | F&G | LBS |  | Ciputat
JR176 | 3207.13 | EGA | LBS | 2013 | Pondok Gede
E134B | 0562.15.209 | EGA | LBS | 2015 | Pondok Kopi
E134 | CI-2017-W40-3-0152 | SCHNEIDER SM6 | LBS | 2017 | Pondok Kopi
PL136 | CV-812243-00340/004 | SIEMENS | LBS |  | Pondok Kopi
PL72 | Cl - 2018 - W35 -1 -0060 | SCNEIDER | LBS | 2018 | Pondok Kopi
PL81 | 1094.16.216 | EGA | CBOG | 2016 | Pondok Kopi
PL81 | 1451.18.214 | EGA | PB | 2018 | Pondok Kopi
PL132 | SB-2011-W16-2-0069 | SCHNEIDER | LBS | 2011 | Pondok Kopi
PL25 | BELUM ADA | ABB | PB |  | Pondok Kopi
PL132 | SB-2011-W21-3-0060 | SCHNEIDER | PB | 2011 | Pondok Kopi
PGL11 | BELUM ADA | ORMAZABAL BARU | LBS |  | Pondok Kopi
TG54 | TG54-LBS1 | ULUSOY | LBS |  | Bandengan
TG54 | TG54-LBS2 | ULUSOY | LBS 2 |  | Bandengan
PGL11 | BELUM ADA | ORMAZABAL BARU | CBOM |  | Pondok Kopi
PG202 | S/N 1301118 | EGA | LBS | 2013 | Pondok Kopi
PG202 | 28490/003/13/01/E6 | EGA | LBS | 2013 | Pondok Kopi
DB58 | 0992-2020-LBS | ULUSOY ELECTRIC | LBS | 2020 | Bandengan
PB7 | BELUM ADA | EGA | LBS |  | Pondok Kopi
PB6 | BELUM ADA | ABB SAFEPLUS | LBS |  | Pondok Kopi
PB6 | BELUM ADA | ABB SAFEPLUS | PB |  | Pondok Kopi
B371 | B 371 - LBS - 01 | MG VERCORS 6 | LBS 1 |  | Bandengan
B371 | B 371 - PB - 03 | MG VERCORS 6 | PB |  | Bandengan
AB185 | AB 185-03 | FLUOKIT-M | LBS |  | Bandengan
AB185 | AB 185-04 | MERLIN GERIN SM6 | PT |  | Bandengan
B42A | B 42A - PB 2 - 04 | MG VERCORS 6 | PB 2 |  | Bandengan
AB18N | AB 18N-01 | EGA | LBS |  | Bandengan
AB18N | AB 18N-03 | EGA | PB |  | Bandengan
A59 | A 59-02 | FLUMATIC | LBS |  | Bandengan
AB47 | AB 47-02 | EGA | PB |  | Bandengan
AB47 | AB 47-03 | SCHNEIDER SM6 | LBS |  | Bandengan
AB160 | 1221 | FLUOKIT M24 | PT |  | Bandengan
PM62A | PM 62A | GAE | PB-1 |  | Lenteng Agung
PGL17 | 24497/104/11/01/E6 | GAE | LBS | 2011 | Pondok Kopi
PG404 | SM 0929072 C1 | SCHNEIDER | LBS |  | Pondok Kopi
PG404 | SM 0939008CI | SCHNEIDER | PB |  | Pondok Kopi
AB44 | AB 44-02 | ABB UNISWITCH | LBS |  | Bandengan
E198 | E198-2 | SCHNEIDER | LBS (MOTORIZE) | 2016 | Kramat Jati
E198 | E198-3 | SCHNEIDER | CBOG | 2015 | Kramat Jati
AB24 | AB 24-01 | SCHNEIDER | LBS |  | Bandengan
PM56N | PM 56N | FLUOKIT M | LBS-2 |  | Lenteng Agung
PM53 | PM 53 | EGA | LBS-1 |  | Lenteng Agung
KD47AS | 2018CSF6315 | AEP | LBS | 2018 | Pondok Kopi
AB24 | AB 24-02 | SCHNEIDER | PB |  | Bandengan
PG82 | CI-2018-W11-2-0044 | SCHNEIDER | LBS | 2018 | Pondok Kopi
PG82 | CI-2018-W24-2-0008 | SCHNEIDER | LBS | 2018 | Pondok Kopi
PG82 | 0366.18.234 | EGA | CBOM | 2018 | Pondok Kopi
BT75 | BT75 | F&G | LBS |  | Bintaro
PG82 | 0587.16.216 | EGA | CBOM | 2016 | Pondok Kopi
BT75 | BT75 | F&G | LBS |  | Bintaro
BT75 | BT75 | F&G | LBS |  | Bintaro
KB239 | KB239 | FLUOKIT M | LBS |  | Bintaro
BT243 | BT243 | ABB | LBS |  | Bintaro
PB23 | ... | EGA | LBS |  | Pondok Kopi
BT116 | BT116 | MG SM6 | LBS |  | Bintaro
BT116 | BT116 | MG SM6 | PB |  | Bintaro
BT116 | BT116 | MG SM6 | PB |  | Bintaro
PB23 | 1123.256 | FLOUKIT M | PB | 1997 | Pondok Kopi
PB23 | 1165 | FLOUKIT M | CBOM |  | Pondok Kopi
GH0062 | GH 62-KJ 206 | SCHNEIDER | LBS MOTORIZED | 2016 | Kebon Jeruk
RG60 | CV 06-5147/011 | SIEMENS | PB-1 | 1993 | Lenteng Agung
AB170 | AB 170_02 | FLUOKIT M | PGDB |  | Bandengan
B206 | B 206-04 | SCHNEIDER SM6 | PB | 2017 | Bandengan
CK35 | 1350.16.213 | EGA | LBS |  | Marunda
DB21 | DB21-PB2 | EGA | PB |  | Bandengan
DB21 | DB21-PGDB | EGA | PB |  | Bandengan
AB144 | AB 144-02 | ABB BC 5-SYTEM | LBS |  | Bandengan
TD393 | . | ORMA ZABAL | PB |  | Ciputat
CN73 | . | GAE | CBOM |  | Ciputat
CN73 | . | SCHNEIDER | LBS | 2013 | Ciputat
CN73 | . | SCHNEIDER | PB 1 | 2013 | Ciputat
CN73 | . | GAE | PB 2 |  | Ciputat
CP100 | . | FLUOKIT M | LBS |  | Ciputat
AB11N | AB 11N-02 | GAE | LBS |  | Bandengan
AB11N | AB 11N-03 | KIT 25 | PB1 |  | Bandengan
AB11N | AB 11N-04 | KIT 25 | PB2 |  | Bandengan
KD35 | 24967-105-11/02/E6 | G A E | PB |  | Pondok Kopi
B331 | B 331-02 | FLUOKIT M | LBS 2 |  | Bandengan
B331 | B 331-03 | FLUOKIT M | PB 1 |  | Bandengan
CP126 | - | F&G | PB |  | Ciputat
CP63 | - | SCHENEIDER | LBS |  | Ciputat
CP63 | - | SCHENEIDER | LBS |  | Ciputat
CP63 | - | SCHENEIDER | PB |  | Ciputat
CP55 | - | EGA | LBS |  | Ciputat
CP55 | - | EGA | LBS |  | Ciputat
CP55 | - | EGA | PB1 |  | Ciputat
CP55 | - | EGA | PB2 |  | Ciputat
GH0053 | 3779-13BL | EGA | LBS | 2013 | Cengkareng
GH0053 | 3746-13BL | EGA | LBS | 2013 | Cengkareng
CP54 | - | UNINDO | LBS |  | Ciputat
CP54 | - | UNINDO | PB1 |  | Ciputat
CP54 | - | UNINDO | PB2 |  | Ciputat
GH0053 | 2257-13BL | EGA | LBS | 2013 | Cengkareng
GH0053 | 3712-13BL | EGA | LBS | 2013 | Cengkareng
KN114 | 23495/106/11/E6 | GAE | PMT | 2011 | Menteng
KN114 | 25548/106/11/01/E6 | GAE | PMT | 2011 | Menteng
KB32 | - | EGA | PB |  | Menteng
TD192 | - | KIT 25 C | LBS |  | Ciputat
TD186 | - | SCHNEIDER | LBS CBO |  | Ciputat
TD186 | - | SCHNEIDER | LBS |  | Ciputat
TD186 | - | SCHNEIDER | PB |  | Ciputat
CN64 | - | UNINDO | CBOM |  | Ciputat
TD27 | - | GAE | LBS |  | Ciputat
CN43 | - | FLUOKIT M | PB |  | Ciputat
TD455 | - | GAE | LBS |  | Ciputat
TD8 | - | GAE | LBS |  | Ciputat
TD8 | - | KIT 27,2 | PB |  | Ciputat
A25 | A 25-01 | SCHNEIDER SM6 | LBS |  | Bandengan
MK151 | CV.790809-000100/003 | SIEMENS | PB 1 |  | Bandengan
MK151 | CV.790809-000070/004 | SIEMENS | PB 2 |  | Bandengan
B255 | DB 62 | KIT - 25 | PB |  | Bandengan
PIK15 | DB 62 | EGA | LBS |  | Bandengan
DB99P | DB 99P | ABB UNISWITCH SDC | LBS |  | Bandengan
DB99P | DB 99P | ABB UNISWITCH SDC | LBS |  | Bandengan
PL245 | 0170.17.213 | EGA | LBS | 2017 | Pondok Kopi
PL232 | SM0704513 | SCHNEIDER | CBOM |  | Pondok Kopi
KD57 | W02-5-0023 | SCHNEIDER | LBS | 2017 | Pondok Kopi
B82D | B 82D-LBS-01 | FLUOKIT M | LBS 1 |  | Bandengan
PL30 | 0374.17.216 | EGA | CBOM | 2017 | Pondok Kopi
KD54C | W09-3-0012 | SCNEIDER | LBS | 2018 | Pondok Kopi
K210 | 2751.13.BL | EGA | LBS | 2013 | Jatinegara
B42A | B 42A - LBS - 02 | MG VERCORS 6 | LBS 2 |  | Bandengan
AB130 | AB 130-01 | FLUOKIT-M | LBS |  | Bandengan
A59 | A 59-06 | FLUMATIC | PB2 |  | Bandengan
MK282 | MK 282 | MG VERCORS 6 | PB |  | Bandengan
PL54 | BELUM ADA | ORMAZABAL | LBS |  | Pondok Kopi
SD228 | 27608/021/12/01EG | GAE | LBS |  | Tanjung Priok
T324 | - | ABB | PB | - | Menteng
AB95 | AB 95-02 | EGA | LBS |  | Bandengan
PL54 | BELUM ADA | ORMAZABAL | LBS |  | Pondok Kopi
CKG179 | 1023.17.212 | EGA | LBS | 2017 | Cengkareng
RG87P | RG 87P | ABB SAFE PLUS | PB-1 |  | Lenteng Agung
AB159 | AB 159_02 | FLUOKIT M | PB |  | Bandengan
AB159 | AB 159_03 | FLUOKIT M | LBS |  | Bandengan
AB183 | AB 183 - 03 E2030-10400 | SCHNEIDER SM6 | PGC |  | Bandengan
AB127 | AB 127_01 | SCHNEIDER | LBS |  | Bandengan
AB127 | AB 127_03 | SCHNEIDER | PB |  | Bandengan
E343 | 3712BF | EGA | PB TRAFO | 2012 | Kramat Jati
AB139 | AB 139_01 | FLUOKIT M | LBS |  | Bandengan
AB139 | AB 139_02 | FLUOKIT M | LBS |  | Bandengan
AB139 | AB 139_03 | FLUOKIT M | PT |  | Bandengan
AB139 | AB 139_05 | FLUOKIT M | PB |  | Bandengan
KD94 | 1859-19 | ULUSOY | PBTRAFO | 2019 | Pondok Kopi
KD18 | CI-2019-W28-2-0007 | SCHNEIDER | LBS | 2019 | Pondok Kopi
E137 | CI-2017.W17-3-0023 | SCHNEIDER | LBS | 2017 | Pondok Kopi
E137 | 0693.17.214 | EGA | PB | 2017 | Pondok Kopi
MK150 | MK150-03 | EGA | PB 1 |  | Bandengan
MK149 | 598.12.BL | EGA | PB 2 | 2012 | Bandengan
PL121 | BELUM ADA | MERLIN GERIN SM6 | LBS |  | Pondok Kopi
PG377N | BELUM ADA | ORMAZABAL BARU | LBS |  | Pondok Kopi
PG249 | SM 1142015CI | SCHNEIDER | LBS | NULL | Pondok Kopi
PG249 | SM 1140014CI | SCHNEIDER | LBS | NULL | Pondok Kopi
PL73 | 9518106L | MERLIN GERIN SM6 | LBS |  | Pondok Kopi
PL73 | 9518064L | MERLIN GERIN SM6 | LBS |  | Pondok Kopi
B331 | B 331-04 | ABB UNISWITCH | PB 2 |  | Bandengan
CD57 | CD57 | KIT 25 | LBS |  | Bintaro
CD57 | CD57 | KIT 25 | LBS |  | Bintaro
KD138 | CI-2019-W27-1-0071 | SCHNEIDER | LBS |  | Pondok Kopi
E93A | IDABB419101091 | ABB SAFE PLUS | PBTRAFO | 2019 | Pondok Kopi
KD138 | CI-2019-W29-2-0073 | SCHNEIDER | CBOM | 2019 | Pondok Kopi
BK37 | - | MG VERCORS M6 | PB |  | Marunda
CP180 | . | UNINDO | LBS |  | Ciputat
CP180 | . | UNINDO | LBS |  | Ciputat
CP180 | . | UNINDO | PB |  | Ciputat
CK49 | - | MG SM6 | PGDB |  | Marunda
B285 | B 285-01 | FLUOKIT M | LBS 1 |  | Bandengan
B285 | B 285-02 | FLUOKIT M | LBS 2 |  | Bandengan
B285 | B 285-03 | FLUOKIT M | PGDB |  | Bandengan
B285 | B 285-04 | FLUOKIT M | PT |  | Bandengan
B285 | B 285-05 | SIEMENS | PB 1 |  | Bandengan
B285 | B 285-06 | SIEMENS | PB 2 |  | Bandengan
KD123 | 500411660/1021-18 | ABB | LBS |  | Pondok Kopi
KD123 | 1011-13 | ABB | PB |  | Pondok Kopi
CD55 | CD55 | SCHNEIDER | LBS |  | Bintaro
CD55 | CD55 | SCHNEIDER | PB |  | Bintaro
PL149 | 24894/105/11/01/E6 | GAE COMPACT | LBS |  | Pondok Kopi
S142 | 13.1556 | ABB | PMT | 2013 | Menteng
S142 | 13.1616 | ABB | CBOM | 2013 | Menteng
CN17 | 06-5090/033 | SIEMENS | LBS |  | Ciputat
CN17 | 06-5090/033 | SIEMENS | PB |  | Ciputat
JR165 | ANIS35 | MG RM6 | LBS |  | Pondok Gede
AB144 | AB 144-03 | ABB BC 5-SYTEM | PB |  | Bandengan
CN73 | . | SCHNEIDER | LBS | 2013 | Ciputat
CP100 | . | FLUOKIT M | PB |  | Ciputat
PL127 | 0712.17.214 | EGA | PB | 2017 | Pondok Kopi
PL24 | CI-2019-W-29-20076 | SCHNEIDER | LBS |  | Pondok Kopi
BT141 | BT141 | ORMZBL | LBS |  | Bintaro
B238 | B 238-03 | FLOUMATIC | PB |  | Bandengan
B238 | B 238-04 | FLOUKIT M | PGDB |  | Bandengan
B148 | CI-2018-W38-4-0050 | SCHNEIDER SM6 | LBS MANUAL | 2018 | Bandengan
B148 | CI-2018-17-7- 0021 | SCHNEIDER SM6 | CBO RC | 2018 | Bandengan
PL48 | 17081348 | EGA | LBS |  | Pondok Kopi
PL120 | 20032131780007 | ABB | LBS |  | Pondok Kopi
E69 | E69-5 | EGA | PB TRAFO | 2016 | Kramat Jati
PL135 | CV812243000350/014 | SIEMENS | LBS |  | Pondok Kopi
PL135 | CV-812243-000300/005 | SIEMENS | LBS |  | Pondok Kopi
PL144 | 14662 | FLOUKIT M | LBS | 2011 | Pondok Kopi
BT265 | BT265 | GAE | PB |  | Bintaro
BT264 | BT264 | GAE | PB |  | Bintaro
BT216 | BT216 | SCHNEIDER | LBS |  | Bintaro
BT60 | BT60 | SIEMEN | LBS |  | Bintaro
BT145 | BT145 | GAE | PB |  | Bintaro
CP101 | CP101 | ABB | LBS |  | Bintaro
CP101 | CP101 | ABB | PB |  | Bintaro
MB19N | MB 19N-02 | FLUOKIT M | LBS 2 |  | Bandengan
MB19N | MB 19N-04 | FLUOKIT M | PT |  | Bandengan
MB19N | MB 19N-05 | FLUOKIT M | B1 |  | Bandengan
KG428 | 1160/3B | SCHNEIDER SM6 | PB TRAFO |  | Tanjung Priok
PM192A | PM 192A | SCHENEIDER | LBS-2 |  | Lenteng Agung
PM282 | PM 282 | SCHNEIDER | LBS-1 |  | Lenteng Agung
PM343 | PM 343 | GAE | LBS-1 |  | Lenteng Agung
PM283P | PM 283P | GAE | LBS-1 |  | Lenteng Agung
PM283P | PM 283P | GAE | LBS-2 |  | Lenteng Agung
CK27 | 0945.16.216 | EGA | PGC | 2016 | Marunda
PM283P | PM 283P | GAE | PB-1 |  | Lenteng Agung
PM285 | W34-6-0004 | SCHNEIDER | LBS-1 | 2017 | Lenteng Agung
PM342 | PM 342 | GAE | LBS-1 |  | Lenteng Agung
PM342 | PM 342 | GAE | LBS-2 |  | Lenteng Agung
PM285 | PM 285P | MG | LBS-2 |  | Lenteng Agung
PM285 | PM 285P | SCHNEIDER | PB-1 |  | Lenteng Agung
BT241 | BT241 | ABB | LBS |  | Bintaro
MD58 | - | SCHNEIDER SM6 | PGC |  | Marunda
KD54D | 0367.16.212 | EGA | PB | 2016 | Pondok Kopi
PM184A | PM 184A | EGA | LBS-1 |  | Lenteng Agung
GH0062 | GH 62 - KJ 19 | SCHNEIDER | LBS MOTORIZED | 2016 | Kebon Jeruk
GH0062 | GH 62-SP 76 | SCHNEIDER | LBS MOTORIZED | 2016 | Kebon Jeruk
GH0062 | GH 62 - P. PUPUK | SCHNEIDER | LBS MOTORIZED | 2016 | Kebon Jeruk
GH0062 | CI - 2016 - W21 - 6 - 001 | SCHNEIDER | LBS MOTORIZED | 2016 | Kebon Jeruk
GH0062 | CI-2016-W21-6-003 | SCHNEIDER | LBS MOTORIZED | 2016 | Kebon Jeruk
GH0062 | CI-2016-W21-5-0061 | SCHNEIDER | LBS MOTORIZED | 2016 | Kebon Jeruk
GH0062 | CI-2016-W21-0-0001 | SCHNEIDER | LBS MOTORIZED | 2016 | Kebon Jeruk
GH0062 | CI-2016-W21-3-0002 | SCHNEIDER | LBS MOTORIZED | 2016 | Kebon Jeruk
K287 | 1 | SCHNEIDER | PMT |  | Menteng
K287 | 2 | SCHNEIDER | PMT |  | Menteng
K287 | 3 | SCHNEIDER | PGC |  | Menteng
B2 | B 2-01 | FLUKIT M | PB 1 |  | Bandengan
B2 | B 2-02 | MG SM 6 | PB 2 |  | Bandengan
B58D | B 58D-01 | EGA | LBS MANUAL | 2017 | Bandengan
B58D | B 58D-03 | EGA | PB | 2017 | Bandengan
B242 | B 242-01 | SCHNEIDER SM6 | LBS MANUAL | 2017 | Bandengan
PG399 | 1163-20 | ULUSOY | PB | 2020 | Pondok Kopi
D279 | 2 | MERLIN GERIN | PMT |  | Menteng
KDR181 | 2019CSF60029 | ORMAZABAL | LBS | 2019 | Cengkareng
KDR183PAT | 3260.13.BL | EGA | PMT | 2013 | Cengkareng
CP449 | 2686.13.BL | EGA | LBS MOTORIZE | 2013 | Ciputat
T446 | 2165-19 | ULUSOY | PMT | 2019 | Menteng
A42 | A 42-01 | ABB | PB |  | Bandengan
B366 | B366-02 | ABB UNISWITCH | LBS MANUAL |  | Bandengan
B366 | B366-03 | ABB UNISWITCH | LBS MANUAL |  | Bandengan
B366 | B366-04 | SCHNEIDER SM6 | LBS MOTORIZED |  | Bandengan
RG91P | 173005052683-0033 | SIEMENS | PB-1 | 2017 | Lenteng Agung
RG98P | RG 98P | EGA | PB-1 |  | Lenteng Agung
RG42 | 502637997/4001-022 | ABB SAFEPLUS | LBS-1 | 2019 | Lenteng Agung
RG42 | 502637997/4001-019 | ABB SAFEPLUS | LBS-2 | 2019 | Lenteng Agung
RG153 | RG 153 | SCHNEIDER RM6 | LBS-2 |  | Lenteng Agung
CD41A | CD41A | RETROPIT | PB |  | Bintaro
CD86 | CD86 | SIEMEN | PB |  | Bintaro
CD41J | CD41J | SIEMEN | PB |  | Bintaro
CD95 | CD95 | ABB | PB |  | Bintaro
CD95 | CD95 | RETROPIT | PB |  | Bintaro
BT304 | BT304 | ABB | LBS |  | Bintaro
CD41C | CD41C | GAE | PB |  | Bintaro
KD28N | CI-2019-W38-4-0050 | SCHNEIDER | PB | 2019 | Pondok Kopi
KD28N | CI-2019-W30-3-0024 | SCHNEIDER | LBS | 2019 | Pondok Kopi
KD28N | CI-2019-W20-5-0016 | SCHNEIDER | LBS | 2019 | Pondok Kopi
KD29N | 26807/102/12/01/e6 | GAE | LBS | 2012 | Pondok Kopi
KD29N | 23507/102/11/01/e6 | GAE | LBS | 2011 | Pondok Kopi
KD54A | 1096.17.213 | EGA | LBS | 2017 | Pondok Kopi
CD58P | CD58P | SIEMENS | LBS |  | Bintaro
KD37AS | SM0927048CI | SCHNEIDER RM6 | LBS |  | Pondok Kopi
BT18 | BT18 | ABB | PB |  | Bintaro
BT143 | BT143 | GAE | LBS |  | Bintaro
KD30 | SB-2010.W45.5.0017 | SCHNEIDER RM6 | LBS | 2010 | Pondok Kopi
KD31A | CI-2019-W27-3-006 | SCHNEIDER | PB | 2019 | Pondok Kopi
KD33 | 8827 | UNINDO | LBS | 2003 | Pondok Kopi
KD33 | 2188 | UNINDO | PB | 2003 | Pondok Kopi
BT300 | BT300 | EGA | LBS |  | Bintaro
BT43 | BT43 | M G (RMU) | LBS |  | Bintaro
BT218 | BT218 | GAE | LBS |  | Bintaro
BT218 | BT218 | GAE | PB |  | Bintaro
RM32 | RM 32 | EGA | PB |  | Cempaka Putih
CD32B | CD32B | KIT 27,2 | PB |  | Bintaro
CD32P | CD32P | GAE ( RMU ) | LBS |  | Bintaro
CD32P | CD32P | GAE ( RMU ) | PB |  | Bintaro
E37A | 109217212 | EGA | LBS | 2017 | Kramat Jati
KD59T | AC00037282 | ABB | LBS |  | Pondok Kopi
CD53 | CD53 | SCHNEIDER | LBS |  | Bintaro
KD50N | Ci-2014-w04-5-0043 | SCHNEIDER | LBS | 2014 | Pondok Kopi
KD159 | CI-2015-W39-1-0030 | SCHNEIDER | LBS | 2015 | Pondok Kopi
KD66 | 13.1585 | ABB UNISWICH | LBS |  | Pondok Kopi
KD66A | CI-2017-W19-5-0008 | SCHNEIDER | CBOG | 2017 | Pondok Kopi
BT189 | BT189 | SCHNEIDER | LBS |  | Bintaro
MD101 | - | SCHNEIDER RM6 | PB |  | Marunda
A81 | A 81-02 | EGA | LBS 2 |  | Bandengan
A60 | A 60-02 | GAE | LBS |  | Bandengan
A82 | A 82-02 | ABB | LBS |  | Bandengan
B139 | B 139-02 | SCHNEIDER | LBS | 2015 | Bandengan
KD7A | 0398-17-216 | CBOG | LBS | 2017 | Pondok Kopi
AB197 | AB 197-04 | SCHNEIDER | PB1 |  | Bandengan
PL120 | 20032131610002 | ABB | TRAFO |  | Pondok Kopi
B131 | B 131-02 | GAE | LBS MOTORIZED |  | Bandengan
B131 | B 131-03 | SCHNEIDER | PB |  | Bandengan
BT53 | BT53 | F & G | PB |  | Bintaro
PL134 | 01800/018 | SIEMENS | LBS | 2021 | Pondok Kopi
KG428 | 2888313.BL | SCHNEIDER SM6 | LBS MOTORISE | 2013 | Tanjung Priok
BT20 | BT20 | GAE | LBS |  | Bintaro
BT163 | BT163 | ORMZBL | PB |  | Bintaro
KDR177 | 1238.S.186 | ORMAZABAL | LBS |  | Cengkareng
KDR177 | 1239.S.056 | ORMAZABAL | LBS | 2013 | Cengkareng
RG146 | CV 06-5081/027 | SIEMEN | PB-1 | 1990 | Lenteng Agung
MK485 | MK 485-02-131133 | ABB | LBS 2 | 2013 | Bandengan
MK485 | MK 485-03-131349 | ABB | PB | 2013 | Bandengan
CD339 | 13.186 | ABB | LBS | 2013 | Bintaro
GNS10 | GNS 10-29537/094/13/03/E6 | GAE | LBS | 2013 | Bandengan
GNS10 | GNS 10-12.1468 | ABB | LBS | 2013 | Bandengan
GNS10 | GNS 10-12.1461 | ABB | PGC | 2013 | Bandengan
A126 | A 126 - LBS 01 | SIEMENS | LBS |  | Bandengan
A126 | A 126 - LBS 02 | SIEMENS | LBS |  | Bandengan
A126 | A 126 - PB 01 | SIEMENS | PB |  | Bandengan
B35B | B 35B_02 | SCHNEIDER SM6 | LBS |  | Bandengan
CN41 | - | FLOUKIT M | LBS |  | Ciputat
CN41 | - | FLOUKIT M | PT |  | Ciputat
CN41 | - | FLOUKIT M | B1 |  | Ciputat
RG87P | RG 87P | ABB SAFE PLUS | LBS-2 |  | Lenteng Agung
B20A | CI-2019-W17-2-0082 | ULUSOY | PB | 2020 | Bandengan
AB183 | AB 183 - 01 | SCHNEIDER SM6 | LBS |  | Bandengan
AB183 | AB 183 - 02 E2030-10328 | SCHNEIDER SM6 | LBS |  | Bandengan
KD18 | CI-2019-W30-4-0001 | SCHNEIDER | LBS | 2019 | Pondok Kopi
E137 | 0203.17.213 | EGA | LBS | 2017 | Pondok Kopi
MK361 | 5 | FLUOKIT M24 | B1 |  | Bandengan
PLPR2 | MB 31-07 | ABB SAFEPLUS | PB |  | Bandengan
PM72 | PM 72 | SCHENEIDER | LBS-1 |  | Lenteng Agung
PM72 | PM 72 | SCHENEIDER | LBS-2 |  | Lenteng Agung
CD250 | CD250 | SCHNAEIDER SM 6 | LBS |  | Bintaro
RG100P | T73027348413-00300/003 | SIEMENS | LBS-1 | 2021 | Lenteng Agung
RG100P | T72008249748-000700/007 | SIEMENS | LBS-2 | 2019 | Lenteng Agung
PM184A | PM 184A | EGA | LBS-2 |  | Lenteng Agung
PM189 | PM 189 | SIEMENS | LBS-2 |  | Lenteng Agung
PM96 | 735500-000110/004 | SIEMENS | LBS-1 | 2004 | Lenteng Agung
PM192 | 23174/065/11/02/E6 | GAE | PB 1 | 2011 | Lenteng Agung
PM192A | PM 192A | EGA | PB-1 |  | Lenteng Agung
PM194 | PM 194 | SCHNEIDER COMPACT | LBS-2 |  | Lenteng Agung
KJ80 | KJ80 | FLUOKIT M | LBS |  | Bintaro
B12A | 0158.19.212/2019 | EGA | LBS MANUAL | 2019 | Bandengan
KJ80 | KJ80 | GAE | PB |  | Bintaro
B12A | 0229.19.214/2019 | EGA | PB2 | 2019 | Bandengan
PS43 | PS 43 - B1 | SCHNEIDER SM6 | PGC |  | Cempaka Putih
CD12P | CD12P | ABB | LBS |  | Bintaro
B229 | B 229-01 | FLOUKIT M | LBS |  | Bandengan
CD318 | CD318 | EGA | LBS |  | Bintaro
CD318 | CD318 | EGA | PB |  | Bintaro
CD123 | CD123 | F & G RMU | LBS |  | Bintaro
CD123 | CD123 | F & G RMU | LBS |  | Bintaro
CD123 | CD123 | F & G RMU | PB |  | Bintaro
MK436 | - | ABB UNISWITCH SDC | PB |  | Bandengan
D65N | D 65N-01 | MG VERCORS 6 | LBS |  | Bandengan
TT28 | 3420 | MERLIN GERIN | LBS |  | Menteng
B67NEW | B 67NEW-01 | MG SM6 | LBS |  | Bandengan
B67NEW | B 67NEW-02 | MG SM6 | LBS |  | Bandengan
A105 | A 105- | F&G | PB |  | Bandengan
B44BIS | B 44BIS-02 | FLUOKIT M24 | LBS |  | Bandengan
B44BIS | B 44BIS-03 | FLUOKIT M24 | PB |  | Bandengan
A105 | A 105-01 | F&G | LBS |  | Bandengan
A105 | A 105-02 | F&G | LBS |  | Bandengan
B359P | B 359P-01 | EGA | LBS MOTORIZED |  | Bandengan
TT28 | 3425 | FLUOKIT M | LBS |  | Menteng
B359P | B 359P-02 | SCHNEIDER SM6 | LBS MOTORIZED |  | Bandengan
B359P | B 359P-03 | EGA | PB |  | Bandengan
B42C | B 42C-02 | FLUOKIT M | LBS |  | Bandengan
B42C | B 42C-04 | FLOUKIT M | PB2 |  | Bandengan
B25TER | 0041.19.218/2018 | EGA | LBS MOTORIZED | 2019 | Bandengan
B25TER | 0043.19.214/2019 | EGA | PB1 | 2019 | Bandengan
B5D | B 5D-01 | SIEMENS | LBS |  | Bandengan
PLPR | PLPR | UNINDO | LBS |  | Bandengan
BT44 | BT44 | GAE | LBS |  | Bintaro
PG375 | 1011-005 | ABB | LBS | 2016 | Pondok Kopi
PM344P | PM 344P | GAE | PB-1 |  | Lenteng Agung
PM323 | PM 323 | FLUOKIT M | CBOG-1 | 2008 | Lenteng Agung
PM323 | PM 323 | FLUOKIT M | KOPEL | 2008 | Lenteng Agung
PL29 | 500411660/1011-14 | ABB | PB | 2011 | Pondok Kopi
PL33 | SM 0940058CI | SCNIEDER | LBS | 2009 | Pondok Kopi
PGL29 | 0113.15.211 | EGA | PB | 2015 | Pondok Kopi
AB83 | AB 83-02 | FLUKIT-M | METERING |  | Bandengan
MD20 | 12393055 | ORMAZABAL | LBS | 2012 | Marunda
MD20 | 12393051 | ORMAZABAL | LBS | 2012 | Marunda
MB1 | MB 1-01 | ORMAZABAL | LBS |  | Bandengan
MB1 | MB 1-03 | ORMAZABAL | PB |  | Bandengan
AB24G | AB 24G-03 | SCHNEIDER SM-6 | PB | 2017 | Bandengan
BK35 | 12.1308 | ABB UNISWITCH | PB | 2012 | Marunda
A53 | A 53-03 | EGA | LBS |  | Bandengan
PG166AN | 1722 | FLOUKIT M | PB |  | Pondok Kopi
KD44N | W10-4-0015 | SCHNEIDER | PB | 2018 | Pondok Kopi
BT71 | BT71 | ABB | LBS |  | Bintaro
KB197 | KB197 | ORMZBL | PB |  | Bintaro
PG408 | BELUM ADA | EGA | LBS |  | Pondok Kopi
KP4 | - | SCHNEIDER SM6 | LBS |  | Marunda
PG249 | BELUM ADA | GAE | PB |  | Pondok Kopi
PG188 | BELUM ADA | ABB | LBS |  | Pondok Kopi
E189 | E 189-217922 | GAE-GDSA | CBOM | 2009 | Kramat Jati
PG188 | BELUM ADA | KIT 27,2 | PT |  | Pondok Kopi
CP447 | 1913.13.BL | GAE | LBS | 2013 | Ciputat
CP447 | 1114.13.BF | GAE | PB | 2013 | Ciputat
CP335 | . | F & G | LBS |  | Ciputat
CP335 | . | F & G | LBS |  | Ciputat
CP335 | . | F & G | PB |  | Ciputat
A158 | A 158-131557 | ABB UNISWITCH | LBS |  | Bandengan
A158 | A 158-13163 | ABB UNISWITCH | PGC |  | Bandengan
GNS9 | GNS 9-131619 | ABB UNISWITCH | CBOM |  | Bandengan
AB272 | 13.1599 | ABB UNISWITCH | LBS | 2013 | Bandengan
AB272 | 13.159 | ABB UNISWITCH | LBS | 2013 | Bandengan
PL162 | 27225/075/12/01/E6 | GAE | LBS | 2012 | Pondok Kopi
PL162 | 025022/105/11/02/E6 | GAE | PB | 2011 | Pondok Kopi
MK417 | 19279 | GAE | LBS |  | Bandengan
MK417 | MK 417 - LBS 2 | GAE | LBS |  | Bandengan
MK182 | MK 182 - LBS 1 | KIT 25 | LBS |  | Bandengan
MK182 | MK 182 - LBS 2 | KIT 27 | LBS |  | Bandengan
MK182 | MK 182 - PB | KIT 25 | PB |  | Bandengan
MK182 | MK 182 - PGDB | FLUOKIT M24 | PGDB |  | Bandengan
MK340 | MK 340 - LBS 1 | FLUOKIT M24 | LBS |  | Bandengan
MK340 | MK 340 - LBS 2 | FLUOKIT M24 | LBS |  | Bandengan
MK340 | MK 340 - PB | FLUOKIT M24 | PB |  | Bandengan
MK340 | MK 340 - PGDB | KIT 27,3 | PGDB |  | Bandengan
A156 | A 156-12-1457 | ABB UNISWITCH | LBS | 2012 | Bandengan
A156 | A 156-12-1458 | ABB UNISWITCH | LBS | 2012 | Bandengan
A156 | A 156-12-1609 | ABB UNISWITCH | PB | 2012 | Bandengan
A156 | A 156-12-1590 | ABB UNISWITCH | PB | 2012 | Bandengan
GH0272 | GH 272 - ARAH AB 200 | SCHNEIDER | LBS |  | Bandengan
GH0029 | - | MG SM6 | PMT |  | Menteng
GH0029 | - | MG SM6 | PMT |  | Menteng
GH0029 | - | MG SM6 | PMT |  | Menteng
GH0029 | - | MG SM6 | PMT |  | Menteng
GH0029 | - | MG SM6 | PMT |  | Menteng
GH0029 | - | MG SM6 | PMT |  | Menteng
GH0029 | - | MG SM6 | PMT |  | Menteng
GH0029 | - | MG SM6 | PMT |  | Menteng
GH0029 | - | MG SM6 | PMT |  | Menteng
GH0029 | - | MG SM6 | PMT |  | Menteng
GH0029 | - | MG SM6 | PMT |  | Menteng
GH0029 | - | MG SM6 | PMT |  | Menteng
GH0029 | - | MG SM6 | PMT |  | Menteng
GH0029 | - | MG SM6 | PMT |  | Menteng
KJ343 | 1321.13 BF | EGA | PB | 2013 | Kebon Jeruk
RG128P | RG 128P | ABB UNISWITCH | PB-1 |  | Lenteng Agung
D326 | 14800 | SCHNEIDER | LBS MOTORIZE | 2012 | Menteng
D326 | 58196 | EGA | PB | - | Menteng
D326 | 2312 | SCHNEIDER | CBO |  | Menteng
BC306 | 1682.13.BF | EGA | PB | 2013 | Cengkareng
RG26 | RG 26 | EGA | PB-1 |  | Lenteng Agung
BT118 | BT118 | MG SM6 | LBS |  | Bintaro
BT203 | BT203 | SCHNEIDER | LBS |  | Bintaro
BT203 | BT203 | SCHNEIDER | LBS |  | Bintaro
BT203 | BT203 | SCHNEIDER | PB |  | Bintaro
BT190 | BT190 | FLUOKIT M | LBS |  | Bintaro
GD339 | 500411660/9001/05 | ABB | LBS | 2011 | Ciracas
CD73 | CD73 | F & G | LBS |  | Bintaro
CD73 | CD73 | F & G | LBS |  | Bintaro
CD73 | CD73 | F & G | PB |  | Bintaro
BT294 | BT294 | EGA | LBS |  | Bintaro
BT294 | BT294 | EGA | PB |  | Bintaro
BT206 | BT206 | FLUOKIT M | LBS |  | Bintaro
BT206 | BT206 | FLUOKIT M | LBS |  | Bintaro
CD58D | CD58D | ABB | LBS |  | Bintaro
BT267 | BT267 | ABB | LBS |  | Bintaro
BT267 | BT267 | ABB | LBS |  | Bintaro
BT233 | BT233 | SCHNEIDER | LBS |  | Bintaro
BT253 | BT253 | GAE | LBS |  | Bintaro
CP127 | CP127 | FLUOKIT M | LBS |  | Bintaro
BT85 | BT85 | FLUOKIT M | LBS |  | Bintaro
BT85 | BT85 | FLUOKIT M | LBS |  | Bintaro
BT131 | BT131 | MG | LBS |  | Bintaro
BT134 | BT134 | MG SM6 | LBS |  | Bintaro
BT134 | BT134 | MG SM6 | PB |  | Bintaro
BT84 | BT84 | F & G | PB |  | Bintaro
PG333 | S 9502183 | MERLIN GERLIN | LBS |  | Pondok Kopi
PG333 | W33-2-0042 | SCNIEDER | LBS | 2015 | Pondok Kopi
PG334 | S 9501559 | MERLIN GERIN SM6 | LBS |  | Pondok Kopi
PG334 | S 9501639 | MERLIN GERIN SM6 | LBS |  | Pondok Kopi
PG356 | 0243.21.213 | EGA | LBS | 2021 | Pondok Kopi
PG356 | SM9800285 | MERLIN GERIN SM6 | LBS |  | Pondok Kopi
E402 | E402-1 | ABB | LBS | 2013 | Kramat Jati
E402 | E402-2 | ABB | LBS (MOTORIZE) | 2013 | Kramat Jati
PG356 | 9530046L | MERLIN GERIN SM6 | CBOM |  | Pondok Kopi
PG371 | 02900/029 | SIEMENS | PB | 2021 | Pondok Kopi
BT198 | BT198 | SCHNEIDER | LBS |  | Bintaro
PG289 | BELUM ADA | MERLIN GERIN SM6 | LBS |  | Pondok Kopi
RG158 | RG 158 | SCHNEIDER | LBS-2 |  | Lenteng Agung
BK105 | 12.12.46 | ABB UNISWITCH | LBS | 2012 | Marunda
PM216 | PM 216 | ABB | PB-1 |  | Lenteng Agung
PM216 | PM 216 | FLUOKIT M | PB-2 |  | Lenteng Agung
CD250 | CD250 | SCHNAEIDER SM 6 | PB |  | Bintaro
PM69A | PM 69A | SCHENEIDER | LBS-1 |  | Lenteng Agung
PM221 | PM 221 | ABB SAFEPLUS | LBS-1 |  | Lenteng Agung
PM63 | PM 63N | SIEMENS | LBS-2 |  | Lenteng Agung
PM221 | PM 221 | ABB SAFEPLUS | PB-1 |  | Lenteng Agung
PM63 | PM 63N | SIEMENS | PB-1 |  | Lenteng Agung
PM221 | PM 221 | ABB SAFEPLUS | LBS-2 |  | Lenteng Agung
KL30N | KL30N | GAE | LBS |  | Bintaro
KL30N | KL30N | GAE | PB |  | Bintaro
CD305 | CD305 | EGA | LBS |  | Bintaro
B68A | B 68A-01 | F&G | LBS |  | Bandengan
B68A | B 68A-02 | F&G | LBS |  | Bandengan
B68A | B 68A-03 | F&G | PB |  | Bandengan
CD305 | CD305 | EGA | PB |  | Bintaro
KJ80 | KJ80 | FLUOKIT M | LBS |  | Bintaro
CD54 | CD54 | SCHNEIDER | LBS |  | Bintaro
CK71 | - | MG VERCORS M6 | LBS |  | Marunda
CP190 | . | MERLIN GERIN | LBS |  | Ciputat
CP190 | . | MERLIN GERIN | LBS |  | Ciputat
BT170 | BT170 | EGA | LBS |  | Bintaro
CD4 | CD4 | FLUOKIT M | LBS |  | Bintaro
PM205 | 0268.18.234/TH.2018 | EGA | CBOG-1 |  | Lenteng Agung
BT115 | BT115 | FLUOKIT M | LBS |  | Bintaro
PM209 | PM 209 | SCHENEIDER | CBOG-2 |  | Lenteng Agung
AB79 | AB 79-05 | FLUKIT-M | PB3 |  | Bandengan
KD19 | 929094CI | SCHNEIDER SM6 | LBS |  | Pondok Kopi
KD19 | SM0803727 | SCHNEIDER SM6 | TRAFO |  | Pondok Kopi
KD19 | SM0929074CI | SCHNEIDER SM6 | LBS |  | Pondok Kopi
RG51 | RG 51 | FLUOKIT M MERAH | PGDB-1 |  | Lenteng Agung
PM211 | PM 211 | SIEMENS | LBS-1 |  | Lenteng Agung
KD25 | 0846.16.212 | EGA | PB |  | Pondok Kopi
KD27A | CI-2019-W28-5-0036 | SCHNEIDER | PB | 2019 | Pondok Kopi
MK167 | MK 167-03 | ORMAZABAL | PB |  | Bandengan
BK144 | - | SCHNEIDER SM6 | PB |  | Marunda
PM205 | 0417.18.214/TH.2018 | EGA | PB-1 |  | Lenteng Agung
BK145 | - | SCHNEIDER SM6 | LBS |  | Marunda
BK145 | - | SCHNEIDER SM6 | PB |  | Marunda
RG166 | 230-12-BF | EGA | PB-1 | 2012 | Lenteng Agung
B424 | B 424-03 | GAE | PGC |  | Bandengan
PM250 | PM 250 | SCHENEIDER | CBOG 1 |  | Lenteng Agung
BK105 | IVZN230998M0639 | ABB UNISWITCH | PB | 2002 | Marunda
RG156 | RG 156 | GAE | PGDB-1 |  | Lenteng Agung
RG155 | IEC-62271-200 | SCHNEIDER | LBS-1 |  | Lenteng Agung
E7B | E7B-GI.P TOKYO | SCHNEIDER | LBS | 2014 | Kramat Jati
T359P | 12326 | SCHNEIDER | PB |  | Menteng
E103A | 70 | SIEMENS | LBS | 2017 | Pondok Kopi
E152 | CV 06-5144/009 | SIEMENS | PB TRAFO 2 | 1993 | Pondok Kopi
E175 | 0449.15.209 | EGA | LBS | 2015 | Pondok Kopi
MK323 | MK 323 | FLUOKIT M24 | LBS |  | Bandengan
MK323 | MK 323 | FLUOKIT M24 | LBS |  | Bandengan
MK406 | MK 406 | ORMAZABAL | LBS |  | Bandengan
PG135 | BELUM ADA | UNINDO | LBS |  | Pondok Kopi
PG135 | BELUM ADA | UNINDO | LBS |  | Pondok Kopi
E212 | 1702126 | EGA | PB | 2017 | Kramat Jati
E279 | E 279-13.2156 | SCHNEIDER | PB | 2017 | Kramat Jati
KD51 | Cl-2018-W29-6-0035 | SCHNEIDER | LBS | 2018 | Pondok Kopi
PL72 | Cl - 2018 - W28 -6 -0008 | SCHNEIDER | LBS | 2018 | Pondok Kopi
B82D | B 82D-LBS-02 | FLUOKIT M | LBS 2 |  | Bandengan
CP171 | - | MG | LBS |  | Ciputat
PLTB2 | PLTB2 - LBS | ORMAZABBAL | LBS | 2018 | Bandengan
B262 | B 262-02 | MG VERCORS 6 | LBS 2 |  | Bandengan
DB98 | DB 98 - LBS | EGA | LBS |  | Bandengan
B329 | B 329-01 | KIT 27.2 | LBS 1 |  | Bandengan
B329 | B 329-02 | FLUOKIT M | LBS 2 |  | Bandengan
B329 | B 329-03 | FLUOKIT M | PB |  | Bandengan
DB57 | CI 2017-W20 1 0056 | SCHNEIDER | LBS |  | Bandengan
T352P | 27338/075/12/02/E6 | GAE | PB | 2012 | Menteng
CP110P | - | ABB | RMU |  | Ciputat
PGL10 | 23900/083/11/03/E6 | GAE | CBOM | 2011 | Pondok Kopi
CP175N | - | MERLIN GERIN | LBS |  | Ciputat
A90 | A 90-03 | FLUKIT-M | PGC |  | Bandengan
KDR136 | W39-5-0024 | SCHNEIDER | PB | 2019 | Cengkareng
AB61 | AB 61-01 | MERLIN GERIN - SM6 | LBS |  | Bandengan
E36 | w2456031 | SCHNEIDER | LBS | 2017 | Kramat Jati
E258 | E36-4 | SCHNEIDER | LBS (MOTORIZE) | 2017 | Kramat Jati
AB186P | AB 186P-03 | ORMAZABAL | LBS |  | Bandengan
E277 | W1350003 | SCHNEIDER | LBS | 2016 | Kramat Jati
E277 | W2160038 | SCHNEIDER | LBS (MOTORIZE) | 2016 | Kramat Jati
E277 | W1330005 | SCHNEIDER | PB TRAFO | 2016 | Kramat Jati
MN9 | MN9-1 | SCHNEIDER | LBS | 2017 | Kramat Jati
MN9 | MN9-3 | SCHNEIDER | LBS (MOTORIZE) | 2017 | Kramat Jati
E273 | E273-2 | EGA | LBS | 2017 | Kramat Jati
A63 | A 63-03 | DELLE ALTROM | PT |  | Bandengan
B23A | B 23A - 02 | FLUOKIT M | LBS |  | Bandengan
BT109 | BT109 | ORMZBL | PB |  | Bintaro
KL76 | KL76 | FLUOKIT M C 10 | LBS |  | Bintaro
TT28 | - | SCHNEIDER | LBS |  | Menteng
KL44N | KL44N | SCHNEIDER | LBS |  | Bintaro
KL44N | KL44N | FLOUKIT.M | PB |  | Bintaro
TT28 | - | SCHNEIDER | LBS |  | Menteng
TT28 | - | SCHNEIDER | PGC |  | Menteng
CD184 | CD184 | FLUOKIT M C10 | LBS |  | Bintaro
SD100 | SD 100-02 | SIEMENS | LBS |  | Bandengan
SD100 | SD 100-03 | SIEMENS | LBS |  | Bandengan
SD100 | SD 100-04 | SIEMENS | LBS |  | Bandengan
AB132 | AB 132 - 04 | FLUOKIT M | PB |  | Bandengan
BT302 | BT302 | ABB | LBS |  | Bintaro
BT302 | BT302 | ABB | PB |  | Bintaro
CD186 | CD186 | MG SM 6 | LBS |  | Bintaro
KL22H | KL22H | FLOUKIT M C410 | LBS |  | Bintaro
KL22I | KL22I | ABB | LBS |  | Bintaro
BT2 | BT2 | ORMZBL | LBS |  | Bintaro
RG45N | RG 45N | SCHNEIDER | LBS-2 |  | Lenteng Agung
CD326 | CD326 | ABB | LBS |  | Bintaro
CD317 | CD317 | GAE | PB |  | Bintaro
CD225 | CD225 | FLOUKIT M C 410 | LBS |  | Bintaro
BK170 | - | SCHNEIDER SM6 | LBS |  | Marunda
DB11 | DB 11 - LBS 2 | FLUOMATIC | LBS |  | Bandengan
E79N | E 79 N-JKT-1017 | EGA-PBL | PB | 2017 | Kramat Jati
SD120 | 500345400/2001-06 | ABB safeplus | LBS MOTORIZE |  | Tanjung Priok
SD120 | 500411660 / 7021-32 | ABB safeplus | PB TRAFO |  | Tanjung Priok
MK413 | LBS-MK413 | SCHNEIDER | LBS |  | Bandengan
MK413 | MK 413 | EGA | PB |  | Bandengan
AB221 | AB 221-01 | SCHNEIDER - SM6 | LBS |  | Bandengan
PG73B | 8853 | UNINDO | LBS | 2017 | Pondok Kopi
RSSB | 0450.18.214 | EGA | PB | 2018 | Pondok Kopi
AB221 | AB 221-03 | SCHNEIDER - SM6 | LBS |  | Bandengan
PM57M | PM 57 M-IEC62271-200 | SM6-SCHNEIDER | LBS | 2012 | Kramat Jati
PM57M | PM 57 M-IEC62271-100 | SM6-SCHNEIDER | LBS | 2012 | Kramat Jati
PM57M | PM 57 M-24764/104/ | GAE | PB | 2011 | Kramat Jati
AB220 | AB 220-01 | MERLIN GERIN SM 6 | LBS |  | Bandengan
MD92 | 12393053 | ORMAZABAL | LBS | 2012 | Marunda
MD92 | 12393050 | ORMAZABAL | LBS | 2012 | Marunda
PM57M | PM 57 M-24576/104 | GAE-GSF | PB | 2011 | Kramat Jati
PG237 | CI-2018-W43-3-0011 | SCHNEIDER | LBS | 2018 | Pondok Kopi
AB174 | AB 174-02 | EGA | LBS |  | Bandengan
AB174 | AB 174-03 | EGA | LBS |  | Bandengan
KG69 | - | GAE GLS | LBS |  | Marunda
AB231 | AB 231-01 | SCHNEIDER - SM6 | LBS |  | Bandengan
AB231 | AB 231-02 | SCHNEIDER - SM6 | LBS |  | Bandengan
AB217 | AB 217-01 | MERLIN GERIN SM 6 | LBS |  | Bandengan
AB217 | AB 217-02 | MERLIN GERIN SM 6 | LBS |  | Bandengan
AB217 | AB 217-03 | MERLIN GERIN SM 6 | PGC |  | Bandengan
PM162 | PM 162 | SCHENEIDER | PB-1 |  | Lenteng Agung
RG123 | RG 123 | FLUOKIT M | LBS-2 |  | Lenteng Agung
RG120P | RG 120P | UNINDO | PB-1 |  | Lenteng Agung
CD177 | CD177 | FLUOKIT M C 410 | PB |  | Bintaro
CP18 | - | UNINDO | PGB |  | Ciputat
JS183 | ANIS86 | ABB | PB |  | Pondok Gede
JS183 | ANIS87 | ABB | LBS |  | Pondok Gede
PM254 | 0440.17.212 | EGA | KOPEL | 2017 | Lenteng Agung
PM51A | PM 51A | GAE | LBS-1 |  | Lenteng Agung
PM254 | 0183.17.213 | EGA | LBS-1 | 2017 | Lenteng Agung
PM51A | PM 51A | GAE | LBS-2 |  | Lenteng Agung
PM254 | CI-2016-W32-4-0027 | SCHNEIDER | LBS-2 | 2016 | Lenteng Agung
PM250 | 1761.17.213 | EGA | LBS-1 | 2017 | Lenteng Agung
KL59 | KL59 | FLUMATIK | PB |  | Bintaro
PM251 | 173005555599-0051 | SIEMENS | PB-1 | 2017 | Lenteng Agung
PM48A | PM 48A | SCHENEIDER | LBS-1 |  | Lenteng Agung
PM251 | PM 251 | SIEMENS | PB-2 | 2017 | Lenteng Agung
PM252 | PM 252 | EGA | LBS-1 |  | Lenteng Agung
PM48A | PM 48A | SCHENEIDER | PB-1 |  | Lenteng Agung
PM252 | PM 252 | EGA | LBS-2 |  | Lenteng Agung
CD215 | CD215 | MG | LBS |  | Bintaro
B28BIS | CI-2017-W07-3-0022 | SCHNEIDER SM6 | LBS 1 |  | Bandengan
B28BIS | CI-2017-W21-3-0034 | SCHNEIDER SM6 | CBO RC |  | Bandengan
B28BIS | B 28BIS-04 | MG SM 6 | PB |  | Bandengan
B289 | B 289-04 | FLUKIT-M | PGDB |  | Bandengan
B262 | B 262-01 | MG VERCORS 6 | LBS 1 |  | Bandengan
B262 | B 262-03 | MG VERCORS 6 | PGDB |  | Bandengan
TD122A | TD122A | KIT 27,2 | PB |  | Bintaro
BT37P | BT37P | C.PLASMA | PB |  | Bintaro
BT130 | BT130 | ABB ( RMU ) | PB |  | Bintaro
BT64 | BT64 | EGA | PB |  | Bintaro
BT292 | BT292 | ABB | LBS |  | Bintaro
BT269 | BT269 | EGA | PB |  | Bintaro
KD4E | 3078.17.213 | EGA | LBS | 2017 | Pondok Kopi
B237 | B 237-03 | KIT 27.2 | PB |  | Bandengan
RG98P | RG 98P | EGA | LBS-2 |  | Lenteng Agung
MB75 | MB 75-03 | SCHNEIDER RM1 | PGC |  | Bandengan
MB72 | MB 72-03 | AREVA | PGDB |  | Bandengan
RG54 | RG 54 | ABB | PB-1 |  | Lenteng Agung
MB83 | MB 83-03 | SCHENEIDER | PGC |  | Bandengan
GH0417 | 1648.18.2013/18051150 | EGA | LBS-3 | 2018 | Lenteng Agung
RG51 | RG 51 | SCHENEIDER | LBS-2 |  | Lenteng Agung
RG49 | RG 49 | FLUOKIT M | PB-1 |  | Lenteng Agung
RG44P | RG 44P | ARLISCO | LBS-1 |  | Lenteng Agung
CD159 | CD159 | MG SM 6 | LBS |  | Bintaro
KDR181 | 2019CSF63286 | ORMAZABAL | LBS CBO | 2019 | Cengkareng
MK189 | 59501492 | MERLIN GERLIN | LBS 2 |  | Bandengan
PM210 | PM 210 | GAE | CBOG-1 |  | Lenteng Agung
AB79 | AB 79-01 | KIT 27,2 | PB |  | Bandengan
AB79 | AB 79-02 | SCHNEIDER | LBS |  | Bandengan
AB79 | AB 79-03 | KIT 25 | LBS |  | Bandengan
AB79 | AB 79-04 | SCHNEIDER | PB2 |  | Bandengan
PM211 | PM 211 | SIEMENS | LBS-2 |  | Lenteng Agung
KD25 | 1849.16.213 | EGA | LBS |  | Pondok Kopi
BK151 | - | FLUOKIT M | PB |  | Marunda
TT53 | 1166-13BP | EGA | PB | 2013 | Menteng
MD22 | - | MG VERCORS M6 | B1 |  | Marunda
KP68 | 500411660/8011 | ABB SAFEPLUS | LBS | 2011 | Marunda
MD22 | - | MG VERCORS M6 | PGDB |  | Marunda
KP68 | 500411660/8021-10-2011 | ABB SAFEPLUS | PB | 2011 | Marunda
KDR171 | 1373.13.BF | EGA | PB | 2013 | Cengkareng
KDR171 | 3401.13.BL | EGA | LBS | 2013 | Cengkareng
KDR171 | 1386.13.BF | EGA | PB | 2013 | Cengkareng
KDR170 | 1601.13.BF | EGA | PB | 2013 | Cengkareng
KDR170 | 3486.13.BL | EGA | LBS | 2013 | Cengkareng
KG74 | - | SCHNEIDER SM6 | LBS |  | Tanjung Priok
KG53 | - | EGA | PB TRAFO |  | Tanjung Priok
BT1 | BT1 | MG | LBS |  | Bintaro
PGL13 | 25032/105 | GAE | PB | 2011 | Pondok Kopi
CKG112 | 2758.13.BL | EGA | LBS | 2013 | Cengkareng
CKG112 | 1585.13.BF | EGA | PB | 2013 | Cengkareng
B276 | B 276-03 | FLUOKIT-M | PT |  | Bandengan
B276 | B 276-04 | FLUOKIT-M | PGDB |  | Bandengan
B276 | B 276-06 | FLUOKIT-M | PB2 |  | Bandengan
B276 | B 276-07 | FLUOKIT-M | PB3 |  | Bandengan
B276 | B 276-08 | FLUOKIT-M | PB4 |  | Bandengan
CD313 | CD313 | GAE | LBS |  | Bintaro
CD313 | CD313 | GAE | LBS |  | Bintaro
CD145 | CD145 | F & G RMU | PB |  | Bintaro
CD217 | CD217 | AREVA ( RMU ) | LBS |  | Bintaro
CD48 | CD48 | SCHNEIDER | LBS |  | Bintaro
CD48 | CD48 | KIT 25 & KIT 27,2 | PB |  | Bintaro
CD65 | CD65 | SCHNEIDER | LBS |  | Bintaro
AB160 | 518 | FLUOKIT M24 | PGC |  | Bandengan
AB167 | AB 167-01 | FLUOKIT-M | LBS |  | Bandengan
B81 | 1760.18.213/2018 | EGA | LBS MOTORIZED | 2018 | Bandengan
B81 | 0039.19.214/2019 | EGA | PB 1 | 2019 | Bandengan
B81 | 0305.19.214/2019 | EGA | PB 2 | 2019 | Bandengan
AB118 | AB 118-01 | SIEMENS | LBS |  | Bandengan
AB118 | AB 118-02 | SIEMENS | LBS |  | Bandengan
CGR30 | CGR 30 : 13-1256-2013 | ABB | LBS-1 |  | Lenteng Agung
JGK9 | 1881.13/2013 | EGA | LBS-2 | 2013 | Lenteng Agung
JGK9 | 1540.13/2013 | EGA | PB-1 | 2013 | Lenteng Agung
A42 | A 42-03 | FLOUKIT M | PT |  | Bandengan
A42 | A 42-04 | FLOUKIT M | LBS |  | Bandengan
A48 | A 48-02 | FLOUKIT M | LBS |  | Bandengan
A48 | A 48-03 | FLOUKIT M | PT |  | Bandengan
A48 | A 48-04 | FLOUKIT M | PGDB |  | Bandengan
PM166 | PM 166 | GAE COMPACT | LBS-1 |  | Lenteng Agung
CD99 | CD99 | SIEMENS ( RMU ) | LBS |  | Bintaro
CD194 | CD194 | ORMAZABAL | LBS |  | Bintaro
CD194 | CD194 | ORMAZABAL | PB |  | Bintaro
PM168 | PM 168 | ABB | LBS-2 |  | Lenteng Agung
PM173 | PM 173 | GAE | CBOG-1 |  | Lenteng Agung
CD59 | CD59 | ABB & TAMCO | PB |  | Bintaro
PD85 | PD 85-WIG 6006 2011 | SCHANAIDER | LBS | 2011 | Kramat Jati
MB9 | MB 9-05 | ABB SAFEPLUS | PT |  | Bandengan
BT166 | BT166 | MG | PB |  | Bintaro
PD84 | 2016CSF61053 | ORMAZABAL | LBS | 2016 | Kramat Jati
PD84 | 2016CSF63196 | ORMAZABAL | PB | 2016 | Kramat Jati
CP44B | 1715.17.212 | EGA | LBS | 2017 | Bintaro
CP44B | 1617.17.214 | EGA | PB | 2017 | Bintaro
BT228 | BT228 | GAE | LBS |  | Bintaro
BK158 | - | SCHNEIDER SM6 | LBS |  | Marunda
BT55 | BT55 | SIEMEN | PB |  | Bintaro
PG335 | 9502929 | SCHNEIDER (SM 6) | LBS |  | Pondok Kopi
PG335 | S 9502201 | MERLIN GERLIN | LBS |  | Pondok Kopi
BK166 | 500411660-8001-16 | ABB SAFEPLUS | LBS | 2011 | Marunda
BK166 | 50041160/8011-08 | ABB SAFEPLUS | LBS | 2011 | Marunda
CK99 | - | ORMAZABAL | LBS |  | Marunda
GH0112 | SMI123280C1 | SCHNEIDER SM6 | LBS |  | Ciracas
GD335P | SMI123280C1 | SCHENEIDER | LBS | 2011 | Ciracas
BK81 | 827 | FLUOKIT M | PB | 1996 | Marunda
PM74D | PM 74D | SCHENEIDER | LBS-2 |  | Lenteng Agung
AB42 | AB 42-01 | F&G | GNS 14G |  | Bandengan
KG376 | RC-083.09.13 | KIT 27.2 | LBS | 2013 | Tanjung Priok
PM289 | PM 289 | EGA | LBS-1 |  | Lenteng Agung
SP74B | -- | MERLIN GERIN | PMT |  | Menteng
SP74B | -- | MERLIN GERIN | PMT |  | Menteng
SP74B | -- | MERLIN GERIN | PMT |  | Menteng
SP74B | -- | MERLIN GERIN | PMT |  | Menteng
SP74B | -- | MERLIN GERIN | PMT |  | Menteng
DT96 | DT 96 CL-2013-W45-5-0011 | SCHENEIDER | LBS-2 |  | Lenteng Agung
DT96 | DT 96 CL-2013-W49-1-0004 | SCHENEIDER | CBOG-1 |  | Lenteng Agung
CP162 | - | MG | PB |  | Ciputat
SR2 | - | GAE | KHUSUS |  | Ciputat
SR2 | - | MG | LBS |  | Ciputat
SR2 | - | MG | LBS |  | Ciputat
SR2 | - | MG | PB |  | Ciputat
SR2A | - | ABB | PB 1 |  | Ciputat
B191N | B 191-1 | ABB | PB |  | Bandengan
RG86P | RG 86P | EGA | PB-1 |  | Lenteng Agung
PM131 | 2019.CSF.61012 | ORMAZABAL | PB-1 |  | Lenteng Agung
PM131 | 2019.CSF.63021 | ORMAZABAL | LBS-1 |  | Lenteng Agung
PM131 | 2019.CSF.63011 | ORMAZABAL MOT | LBS-2 |  | Lenteng Agung
RG93P | RG 93P | ABB SAFE PLUS | PB-1 |  | Lenteng Agung
RG75 | RG 75 | FLUOKIT M | PB-1 |  | Lenteng Agung
RG70 | RG 70 | F&G COMPACT | LBS-2 |  | Lenteng Agung
RG70 | RG 70 | F&G COMPACT | PB-1 |  | Lenteng Agung
KD134 | JKT 697 | EGA | LBS | 2006 | Pondok Kopi
KD134 | 2481 | UNINDO | PB | 2005 | Pondok Kopi
KD134 | - - | METERING | LBS |  | Pondok Kopi
KD134 | JKT700 | EGA | LBS | 2006 | Pondok Kopi
MK160 | MK 160-01 | FLUOMATIC | LBS |  | Bandengan
MK160 | MK 160-02 | FLUOMATIC | LBS |  | Bandengan
MK160 | MK 160-03 | KIT 25 | PT |  | Bandengan
MK160 | MK 160-04 | KIT 25 | PGDB |  | Bandengan
MK160 | MK 160-05 | KIT 25 | B1 |  | Bandengan
JW60 | 13.0224 | ABB | LBS | 2013 | Pondok Gede
JW60 | 13.0233 | ABB UNISWITCH | LBS | 2013 | Pondok Gede
PG248 | BELUM ADA | GAE | LBS | 2009 | Pondok Kopi
PG248 | 273PJ/611/2011 | GAE | CBOM | 2011 | Pondok Kopi
PG248 | 273PJ/611/2008 | GAE | CBOM | 2008 | Pondok Kopi
PG375 | 1001-006 | ABB | LBS | 2016 | Pondok Kopi
CP44E | CP44E | KIT 27,2 | PB |  | Bintaro
KD4E | 0268.18.214 | EGA | PB | 2018 | Pondok Kopi
BT210 | BT210 | ABB | PB |  | Bintaro
BT247 | BT247 | GAE | LBS |  | Bintaro
CD213 | CD213 | ORMZBL | PB |  | Bintaro
CP44D | CP44D | KIT 27,2 | PB |  | Bintaro
PL4 | 2019-W49-5-0019 | SCHEINDER | LBS |  | Pondok Kopi
BT157 | BT157 | MG | PB |  | Bintaro
BT235 | BT235 | UNINDO | LBS |  | Bintaro
B334 | 1022-21 | ULUSOY | PB | 2020 | Bandengan
CD213 | CD213 | ORMZBL | LBS |  | Bintaro
BT245 | BT245 | ABB | PB |  | Bintaro
PL24 | 0658.16.212 | GAE | PB |  | Pondok Kopi
CP48B | CP48B | ABB | PB |  | Bintaro
CP48B | CP48B | GAE | PB |  | Bintaro
BT142 | BT142 | ABB | PB |  | Bintaro
PB56 | Cv 761935-000021/018 | SIEMENS | LBS | 2007 | Pondok Kopi
BT293 | BT293 | EGA | PB |  | Bintaro
PL36 | 10117214 | EGA | LBS | 2017 | Pondok Kopi
KD7 | CI-2015-W35-3-0015 | SCHNEIDER | LBS |  | Pondok Kopi
MK162 | MK 162-04 | ABB UNISWITCH | PB 2 |  | Bandengan
BT165 | BT165 | ABB | LBS |  | Bintaro
CD51 | CD51 | FLUOKIT M | LBS |  | Bintaro
PL37 | 0844.17.216 | CBOG | LBS | 2017 | Pondok Kopi
CD51 | CD51 | FLUOMATIC | LBS |  | Bintaro
PL39 | 22444/032/10/01/E6 | GAE | LBS | 2010 | Pondok Kopi
CD51 | CD51 | KIT 27,2 | PB |  | Bintaro
MK177 | MK 177-01 | SCHNEIDER SM6 | LBS MOTORIZED | 2018 | Bandengan
MK177 | MK 177-04 | EGA | PB 2 | 2018 | Bandengan
B238 | B 238-05 | FLOUKIT M | PT |  | Bandengan
KD11B | CI-2017-W38-20027 | SCHNEIDER | LBS | 2017 | Pondok Kopi
B148 | CI-2018-W39-4-0051 | SCHNEIDER SM6 | LBS MOTORIZED | 2018 | Bandengan
KD17 | 27445/022/12/01/E6 | GAE | LBS | 2012 | Pondok Kopi
MB34 | MB 34-03 | FLOUKIT M | PB |  | Bandengan
MB34 | MB 34-05 | KIT 27.3 | PT |  | Bandengan
PL48 | 1601066 | EGA | LBS |  | Pondok Kopi
PL50 | CI-2013-W36-6-0005 | SCHNEIDER SM6 | CBOG | 2013 | Pondok Kopi
PL85 | 023000/027 | SEIMENS | PB | 2021 | Pondok Kopi
PL92 | 2016CSF61039 | AEP | PB TRAFO |  | Pondok Kopi
PM217 | PM 217 | MG | LBS-1 |  | Lenteng Agung
PM69A | PM 69A | SCHENEIDER | LBS-2 |  | Lenteng Agung
PM217 | PM 217 | MG | PGDB-1 |  | Lenteng Agung
PM69A | PM 69A | SCHENEIDER | PB-1 |  | Lenteng Agung
PM218 | PM 218 | SCHENEIDER | LBS-1 |  | Lenteng Agung
PM69 | PM 69 | SCHENEIDER | LBS-1 |  | Lenteng Agung
PM218 | PM 218 | EGA | LBS-2 |  | Lenteng Agung
PM69 | PM 69 | SCHENEIDER | LBS-2 |  | Lenteng Agung
PM69 | 1231.18.214 | EGA | PB-1 | 2018 | Lenteng Agung
PM67N | CI-2017-W36-2-0017 | SCHNEIDER | PB-1 | 2017 | Lenteng Agung
PM219 | CI-2019-W26-2-0013 | SCHNEIDER | LBS-2 | 2019 | Lenteng Agung
PM64N | 2018CSF63144 | ORMAZABAL | LBS-1 | 2018 | Lenteng Agung
PM219 | CI-2019-W30-3-0076 | SCHNEIDER | CBOG-2 | 2019 | Lenteng Agung
BT12 | BT12 | FLUOKIT M | LBS |  | Bintaro
PM64N | 2018CSF61079 | ORMAZABAL | PB-1 | 2018 | Lenteng Agung
PM219 | CI-2019-W30-5-0018 | SCHNEIDER | PB-1 | 2019 | Lenteng Agung
PM62N | CI-2019-W32-2-0022 | SCHNEIDER | PB-1 | 2019 | Lenteng Agung
PM62A | PM 62A | GAE | LBS-1 |  | Lenteng Agung
PM57N | PM 57N | SCHENEIDER | LBS-1 |  | Lenteng Agung
CD312 | CD312 | SCHNAEIDER SM 6 | LBS |  | Bintaro
PM190 | 0323.18.234/2018 | EGA | CBOG-1 |  | Lenteng Agung
PM230 | PM 230 | SCHENEIDER | PB-1 |  | Lenteng Agung
PM57N | PM 57N | EGA | LBS-2 |  | Lenteng Agung
BT91 | BT91 | MG SM6 | PB |  | Bintaro
E303P | E303P-1 | ABB | LBS (MOTORIZE) | 2013 | Kramat Jati
E7D | E7D-JKT-1058 | SCHNEIDER | PB | 2017 | Kramat Jati
KD54E | 2892.17.213 | EGA | LBS | 2017 | Pondok Kopi
E134 | CI-2018-W10-5-0041 | SCHNEIDER | PB | 2018 | Pondok Kopi
PB56 | T73005052683-0297 | SIEMENS | PB | 2017 | Pondok Kopi
TT56 | W48-3-0002 | SCHNEIDER | PMT | 2014 | Menteng
PL259 | 3472.17.213 | EGA | LBS | 2017 | Pondok Kopi
PL25 | BELUM ADA | EGA | LBS |  | Pondok Kopi
PL132 | SB-2011-W17-2-0074 | SCHNEIDER | LBS | 2011 | Pondok Kopi
PG202 | 22516/032/10/02/E6 | GAE | PB | 2010 | Pondok Kopi
TG54 | TG54-PB2 | ULUSOY | PB 2 |  | Bandengan
PG202 | 19354 | GAE | CBOM | 2004 | Pondok Kopi
DB58 | 1133-2020-DB58-PB1 | ULUSOY ELECTRIC | PB1 | 2020 | Bandengan
DB58 | 0913-2020-LBS | ULUSOY ELECTRIC | LBS | 2020 | Bandengan
DB58 | 1132-2020-PB2 | ULUSOY ELECTRIC | PB2 | 2020 | Bandengan
PG352 | R 00 19 145 SF | MERLIN GERLIN | LBS | 2019 | Pondok Kopi
PG352 | R 00 19 145 SF | MERLIN GERLIN | LBS | 2019 | Pondok Kopi
DB58 | 1155-2020-PB3 | ULUSOY ELECTRIC | PB3 | 2020 | Bandengan
PG352 | R 00 19 145 SF | MERLIN GERLIN | PB | 2019 | Pondok Kopi
PB6 | BELUM ADA | ABB SAFEPLUS | LBS |  | Pondok Kopi
DT95 | CI-2018-W10-3-0002 | SCHNEIDER | LBS-1 | 2018 | Lenteng Agung
DT95 | CI-2018-W14-1-0044 | SCHNEIDER | LBS-2 | 2018 | Lenteng Agung
DT95 | DT 95 | EGA | CBOG-1 |  | Lenteng Agung
CGR29 | CGR 29 1829.13 BL | EGA | LBS-1 |  | Lenteng Agung
CGR29 | CGR 29 1840.13 BL | EGA | LBS-2 |  | Lenteng Agung
CGR29 | CGR 29 1530.13 BP | EGA | PB-1 |  | Lenteng Agung
AB34A | AB 34A - 01 | EGA | LBS |  | Bandengan
TD377 | 129620 | ABB | LBS | 2002 | Ciputat
GH0272 | GH 272 - ARAH B 21A | MERLIN GERLIN | LBS |  | Bandengan
GH0272 | GH 272 - ARAH GI | MERLIN GERLIN | LBS |  | Bandengan
GH0272 | GH 272 - ARAH AB 13A | MERLIN GERLIN | LBS |  | Bandengan
GH0272 | GH 272 - ARAH AB 162 | MERLIN GERLIN | LBS |  | Bandengan
AB196 | AB 196-01 | EGA | LBS |  | Bandengan
B255 | DB 4 - PB 1 | SCHNEIDER | LBS |  | Bandengan
KD143 | 19164 | GAE | LBS | 2003 | Pondok Kopi
TD93N | - | RETROFIT | LBS |  | Ciputat
TD93N | - | KIT 27,2 | LBS |  | Ciputat
TD93N | - | KIT 27,2 | PB |  | Ciputat
TD93N | - | KIT 27,2 | PB 2 |  | Ciputat
GD3 | 1472.17.214 | EGA | PB |  | Ciracas
AB222 | AB 222_1 1286/2006 | FLUOKIT M | PGC |  | Bandengan
AB222 | AB 222_2 10138/2006 | FLUOKIT M | B 434 |  | Bandengan
AB270 | AB 270-01 | ABB UNISWITCH | LBS |  | Bandengan
AB270 | AB 270-02 | ABB UNISWITCH | LBS |  | Bandengan
AB270 | AB 270-03 | ABB UNISWITCH | CBO |  | Bandengan
JS212 | 1377.13 | EGA | PB | 2013 | Pondok Gede
GH0131 | GH 131_01 AB 203 9208425 | SCHNEIDER | LBS |  | Bandengan
GH0131 | GH 131_06 AB 269 9337459 | SCHNEIDER | LBS |  | Bandengan
AB240 | AB 240_3 24372 | GAE | PB TRAFO |  | Bandengan
AB138 | AB 138-01 | FLUOKIT M | LBS |  | Bandengan
AB138 | AB 138-02 | MG SM6 | PT |  | Bandengan
AB138 | AB 138-03 | FLUOKIT M | PGDB1 |  | Bandengan
AB138 | AB 138-05 1030065C1 | SCHNEIDER SM6 | LBS |  | Bandengan
AB138 | AB 138-07 1478 | FLUOKIT M | LBS |  | Bandengan
AB138 | AB 138-08 4427 | FLUOKIT M | PT |  | Bandengan
AB138 | AB 138-09 1428 | FLUOKIT M | PGDB2 |  | Bandengan
AB138 | AB 138-10 467 | FLUOKIT M | B1 |  | Bandengan
MK80 | 2 | ABB | PB |  | Bandengan
BT198 | BT198 | SCHNEIDER | LBS |  | Bintaro
PG289 | BELUM ADA | MERLIN GERIN SM6 | LBS |  | Pondok Kopi
E194 | 116517213 | EGA | LBS (MOTORIZE) | 2017 | Kramat Jati
E194 | 85717214 | EGA | PB | 2017 | Kramat Jati
CGR25 | CGR 25 | EGA | LBS-1 |  | Lenteng Agung
CGR25 | CGR 25 | EGA | LBS-2 |  | Lenteng Agung
CGR25 | CGR 25 | EGA | PB-1 |  | Lenteng Agung
GH0029 | - | FLOUKIT - M | PMT |  | Menteng
KJ343 | 2672.13 BL | EGA | LBS MOTORIZED | 2013 | Kebon Jeruk
KJ343 | 3418.13 BL | EGA | LBS | 2013 | Kebon Jeruk
B318 | B 318-01 | SIEMENS | LBS 1 |  | Bandengan
B318 | B 318-02 | SIEMENS | LBS 2 |  | Bandengan
B318 | B 318-03 | SIEMENS | PB |  | Bandengan
B226 | B 226-01 | SCHNEIDER SM-6 | LBS MANUAL | 2017 | Bandengan
B226 | B 226-02 | SCHNEIDER SM-6 | CBO RC | 2017 | Bandengan
B369 | B 369-01 | SIEMENS | LBS 1 |  | Bandengan
B369 | B 369-02 | SIEMENS | LBS 2 |  | Bandengan
B369 | B 369-03 | SIEMENS | PB |  | Bandengan
B369 | B 369-04 | EGA | PGC |  | Bandengan
MK480 | MK 480-01 | SCHNEIDER | CBO RC | 2017 | Bandengan
MK480 | MK 480-02 | SCHNEIDER | LBS MANUAL | 2017 | Bandengan
MK480 | MK 480-03 | SCHNEIDER | PB | 2017 | Bandengan
B319 | B 319-01-065143011 | SIEMENS | LBS 1 |  | Bandengan
B319 | B 319-03-065143 | SIEMENS | PB |  | Bandengan
MK194 | 1654.16.213 | EGA | LBS |  | Bandengan
MK194 | 0699.16.212 | EGA | LBS |  | Bandengan
MK194 | 0503.16.214 | EGA | PB |  | Bandengan
MK329 | MK 329-01-95037570 | MERLIN GERIN SM6 | LBS |  | Bandengan
MK329 | MK 329-02-9503052 | MERLIN GERIN SM6 | LBS |  | Bandengan
MK329 | MK 329-03-9503426 | MERLIN GERIN SM6 | PB |  | Bandengan
MK329 | MK 329-04-0100565 | MERLIN GERIN SM6 | PB |  | Bandengan
MK244 | MK 244-01 | ABB UNISWITCH SDC | LBS |  | Bandengan
MK244 | 23838 | GAE | LBS |  | Bandengan
MK244 | MK 244-04 | GAE UNIFLUORC | PB |  | Bandengan
MK244 | MK 244-05 | FLUOKIT M24 | PGC |  | Bandengan
B63F | B 63F-01-25448601 | ORMAZABAL | LBS 1 |  | Bandengan
B63F | B 63F-02-155173020 | ORMAZABAL | LBS 2 |  | Bandengan
B63F | B 63F-03-15490201 | ORMAZABAL | PB |  | Bandengan
MK141 | MK141-CBOG1 | SCHNEIDER | CBOG |  | Bandengan
MK141 | MK 141-02-CB0G | SCHNEIDER | CBOG |  | Bandengan
MK323 | MK 323 | CONTACT PLASMA | PB |  | Bandengan
PL72 | Cl - 2018 - W32 -2 -0052 | SHENEIDER | PB | 2018 | Pondok Kopi
CN52 | - | SIEMENS | PB |  | Ciputat
TD244 | - | MERLIN GERIN | LBS |  | Ciputat
BT5 | BT5 | KIT 27,2 | LBS |  | Bintaro
GH0172 | 1579.13.BL | EGA | LBS MOT | 2013 | Cengkareng
GH0172 | 1620.13.BL | EGA | LBS MOT | 2013 | Cengkareng
GH0172 | 1599.13.BL | EGA | LBS MOT | 2013 | Cengkareng
MK396 | MK 396-01 | ABB | LBS 1 |  | Bandengan
GH0172 | 1600.13.BL | EGA | LBS MOT | 2013 | Cengkareng
MK396 | MK 396-03 | ABB | PGDB |  | Bandengan
GH0172 | 0570.15.213 | EGA | LBS MOT | 2015 | Cengkareng
GH0172 | 3003.17.213 | EGA | LBS MOT | 2017 | Cengkareng
CP441 | SN.13.1492 | ABB | LBS | 2013 | Ciputat
CP46 | - | MG | LBS |  | Ciputat
CP46 | - | MG | PB |  | Ciputat
CP97 | - | SCHNEIDER | LBS |  | Ciputat
CP97 | - | SCHNEIDER | LBS CBO |  | Ciputat
CN34 | 9882 | UNINDO | LBS | 2006 | Ciputat
CN34 | 1379/9571121 | UNINDO | LBS | 2006 | Ciputat
CN34 | SM 070283/IEC 62271-200 | SCHNEIDER | CBO |  | Ciputat
CP255 | T 73005065334-0080 | SIEMENS | LBS | 2017 | Ciputat
CP255 | T 73005065334-0050 | SIEMENS | LBS | 2017 | Ciputat
A78 | A 78-01 | SCHNEIDER SM6 | LBS |  | Bandengan
A78 | A 78-02 | KIT 27,2 | LBS |  | Bandengan
A78 | A 78-03 | KIT 27,2 | PT |  | Bandengan
A78 | A 78-05 | KIT 27,2 | PB |  | Bandengan
TD329 | - | MERLIN GERIN | LBS |  | Ciputat
TD329 | - | MERLIN GERIN | LBS |  | Ciputat
TD329 | - | MERLIN GERIN | PB |  | Ciputat
TD329 | - | CONTAC PLASMA | PB 2 |  | Ciputat
TD136 | . | UNINDO | LBS |  | Ciputat
GH0272 | GH 272 - ARAH AB 1N | MERLIN GERLIN | LBS |  | Bandengan
GH0272 | GH 272 - ARAH KOPEL | MERLIN GERLIN | LBS |  | Bandengan
GH0272 | GH 272 - ARAH GI KMY | MERLIN GERLIN | LBS |  | Bandengan
GH0272 | GH 272 - ARAH AB 412 | MERLIN GERLIN | LBS |  | Bandengan
GH0026 | GH 26 - B 30X | ORMAZABAL | LBS |  | Bandengan
GH0026 | GH 26 - A 43 | ORMAZABAL | LBS |  | Bandengan
GH0026 | GH 26 - B 316 | ORMAZABAL | LBS |  | Bandengan
GH0026 | GH 26 - A 142 | ORMAZABAL | LBS |  | Bandengan
GH0026 | GH 26 - B 413 | ORMAZABAL | LBS |  | Bandengan
GH0026 | GH 26 - B 23N | ORMAZABAL | LBS |  | Bandengan
GH0026 | GH 26 - GI ANCOL | ORMAZABAL | LBS |  | Bandengan
GH0026 | GH 26 - B 51 | ORMAZABAL | LBS |  | Bandengan
GH0026 | GH 26 - MB 39 | ORMAZABAL | LBS |  | Bandengan
GH0026 | GH 26 - GI ANGKE | ORMAZABAL | LBS |  | Bandengan
GH0026 | GH 26 - BDU 3 | ORMAZABAL | LBS |  | Bandengan
GH0026 | GH 26 - B 328 | ORMAZABAL | LBS |  | Bandengan
GH0026 | GH 26 - KOPEL 1 | ORMAZABAL | LBS |  | Bandengan
GH0026 | GH 26 - KOPEL 2 | ORMAZABAL | LBS |  | Bandengan
A156 | A 156-03 | SCHNEIDER SM6 | PB | 2012 | Bandengan
GH0047 | GH 47 - GI ANGKE | ABB | LBS |  | Bandengan
GH0047 | GH 47 - B 234 | ABB | LBS |  | Bandengan
GH0047 | GH 47 - GI M KARANG | ABB | LBS |  | Bandengan
GH0047 | GH 47 - MB 84 | ABB | LBS |  | Bandengan
GH0047 | GH 47 - MB 81 | ABB | LBS |  | Bandengan
GH0047 | GH 47 - MB 64 | ABB | LBS |  | Bandengan
GH0047 | GH 47 - B 217 | ABB | LBS |  | Bandengan
GH0047 | GH 47 - MB 54 | ABB | LBS |  | Bandengan
GH0047 | GH 47 - MB 83 | ABB | LBS |  | Bandengan
KD54F | BELUM ADA | EGA | LBS |  | Pondok Kopi
B35C | B 35C-04 | FLUOMATIC | PB 1 |  | Bandengan
AB4D | AB 4D-03 | EGA | LBS |  | Bandengan
RG178 | CI-2018-W35-1-0040 | SCHENEIDER | LBS-2 | 2018 | Lenteng Agung
AB4D | AB 4D-01 | EGA | PB |  | Bandengan
DT13 | DT 13 | SCHENEIDER | LBS-1 |  | Lenteng Agung
PG103 | PG 103 | KIT M | PMT |  | Cempaka Putih
E29 | E 29-SM 0927046 CI | SM6-SCHNEIDER | LBS | 2008 | Kramat Jati
SD227 | 557.12.BL | EGA | LBS |  | Tanjung Priok
KDR110P | CSF63049 | ORMAZABAL | LBS | 2016 | Cengkareng
PM197 | PM 197 | ABB UNISWITCH | LBS-1 |  | Lenteng Agung
PM198 | PM 198 | GAE COMPACT | PB-1 |  | Lenteng Agung
PM2 | PM 2 | SIEMENS | LBS-2 |  | Lenteng Agung
SP144 | 0(SP 144) | FLOUKIT M | LBS |  | Kebon Jeruk
KJ73 | 0(KJ 73) | EGA | LBS |  | Kebon Jeruk
KJ73 | 0(KJ 73) | SCHNEIDER | LBS |  | Kebon Jeruk
KJ50 | 0(KJ 50) | ABB | PB |  | Kebon Jeruk
A43 | A 43-01 | TAMCO | LBS |  | Bandengan
A43 | A 43-02 | KIT 25 | LBS |  | Bandengan
A98 | A 98-02 | MERLIN GERIN - SM6 | PGDB |  | Bandengan
A98 | A 98-03 | MERLIN GERIN - SM6 | LBS |  | Bandengan
A98 | A 98-04 | MERLIN GERIN - SM6 | LBS |  | Bandengan
D337 | - | GAE | PMT |  | Menteng
RM43 | RM 43 | SM 6 | CBOM/PMT |  | Cempaka Putih
KDR184 | 1929 S 022 | ORMAZABAL | PB | 2019 | Cengkareng
CP445 | W 07/3/0025/2014 | SCHNEIDER | LBS | 2014 | Ciputat
CP445 | W 06/3/001/2014 | SCHNEIDER | LBS MOTORIZE | 2013 | Ciputat
PS184P | 3234.13.BF | EGA | PMT | 2013 | Cempaka Putih
PL156 | 27107/075/12/01/E6 | GAE | LBS |  | Pondok Kopi
MK158 | 4 | KIT 27,2 | PT |  | Bandengan
MK158 | 5 | KIT 27,2 | PGDB |  | Bandengan
KD151 | R0418281SF | MERLIN GERLIN | LBS |  | Pondok Kopi
KD151 | R 04 18 281 SF | MERLIN GERLIN | PB |  | Pondok Kopi
KD151 | R 04 18 281 SF | MERLIN GERLIN | LBS |  | Pondok Kopi
AB274 | AB 274_01 | SCHNEIDER | LBS |  | Bandengan
PM346 | - | GAE | LBS-1 |  | Lenteng Agung
AB128 | AB 128_01 | EGA | LBS |  | Bandengan
PL96 | 60115213 | EGA | LBS | 2015 | Pondok Kopi
AB128 | AB 128_02 | EGA | LBS |  | Bandengan
AB128 | AB 128_03 | EGA | PGC |  | Bandengan
AB128 | AB 128_05 | EGA | LBS |  | Bandengan
PS159 | PB 2 | SCHNEIDER SM6 | PB 2 |  | Cempaka Putih
KPK19 | KPK 19 | SCHNEIDER SM 6 | LBS |  | Bandengan
BK42 | - | SCHNEIDER SM6 | LBS |  | Marunda
BK42 | - | SCHNEIDER SM6 | PB |  | Marunda
MK482P | MK 482P-01 | SIEMENS | LBS 1 |  | Bandengan
MK482P | MK 482P-02 | SIEMENS | LBS 2 |  | Bandengan
MK482P | MK 482P-03 | SIEMENS | PB |  | Bandengan
MB36 | MB 36-01 | MG VERCORS 6 | LBS 1 |  | Bandengan
MB36 | MB 36-03 | MG VERCORS 6 | PGDB |  | Bandengan
DB29 | 0115.21.213-DB29 | EGA | LBS |  | Bandengan
B13 | CI-2018-W39-2-0005 | SCHNEIDER SM6 | LBS 2 | 2018 | Bandengan
B13 | B 13-03 | EGA | PB | 2019 | Bandengan
DB74 | DB 74 - LBS | SIEMENS | LBS |  | Bandengan
DB74 | DB 74 - PB | SIEMENS | PB |  | Bandengan
AB96 | AB 96-01 | SCHNEIDER SM6 | LBS 1 |  | Bandengan
AB96 | AB 96-03 | EGA | PB2 |  | Bandengan
DB37 | 773005052683-0333 | SIEMENS | LBS 2 |  | Bandengan
B14 | B 14-02 | EGA | LBS 2 |  | Bandengan
B14 | B 14-04 | EGA | PB |  | Bandengan
BT172 | BT172 | SCHNEIDER | LBS |  | Bintaro
BT172 | BT172 | SCHNEIDER | LBS |  | Bintaro
CD285 | CD285 | ABB | PB |  | Bintaro
BT172 | BT172 | SCHNEIDER | PB |  | Bintaro
CD122 | CD122 | F & G | LBS |  | Bintaro
CD122 | CD122 | F & G | LBS |  | Bintaro
BT196 | BT196 | SCHNEIDER | LBS |  | Bintaro
BT196 | BT196 | SCHNEIDER | LBS |  | Bintaro
CD122 | CD122 | F & G | PB |  | Bintaro
BT288 | BT288 | EGA | LBS |  | Bintaro
RG33 | CI-2019-W27-3-0008 | SCHNEIDER | PB-1 |  | Lenteng Agung
RG30P | RG 30P | ORMAZABAL | LBS-2 |  | Lenteng Agung
RG3 | RG 3 | SCHNEIDER | LBS-2 |  | Lenteng Agung
PM139N | PM 139N | EGA | PB-1 |  | Lenteng Agung
BT230 | BT230 | FLUOKIT | PB |  | Bintaro
CD62 | CD62 | GAE | PB |  | Bintaro
CD5 | CD5 | FLUOMATIC | LBS |  | Bintaro
CD5 | CD5 | FLUOMATIC | LBS |  | Bintaro
AB131 | AB 131-02 | FLUKIT-M | PB |  | Bandengan
AB131 | AB 131-03 | FLUKIT-M | LBS |  | Bandengan
CD68 | CD68 | ABB | LBS |  | Bintaro
CD174 | CD174 | MG | LBS |  | Bintaro
CD174 | CD174 | MG SM6 | PB |  | Bintaro
MK467 | - | FLUOKIT M24+ | PGC |  | Bandengan
MK467 | - | FLUOKIT M24+ | LBS |  | Bandengan
AB249 | AB 249-02 | SCHENEIDER SM6 | LBS |  | Bandengan
KL29A | KL29A | SCHNEIDER | LBS |  | Bintaro
AB249 | AB 249-04 | SCHENEIDER SM6 | CBOM |  | Bandengan
KL62 | KL62 | F. M C10 & METERING | LBS |  | Bintaro
GH0103 | 9307 | SCHINEIDER | LBS | 2004 | Cengkareng
GH0103 | 9313 | SCHINEIDER | LBS | 2004 | Cengkareng
GH0103 | 9312 | SCHINEIDER | KOPEL 1 | 2004 | Cengkareng
GH0103 | - | SCHINEIDER | LBS |  | Cengkareng
GH0103 | 274 | SCHINEIDER | KOPEL 2 |  | Cengkareng
GH0103 | 407 | SCHINEIDER | CBO |  | Cengkareng
RG126 | RG 126 | UNINDO | PGDB-1 |  | Lenteng Agung
RG126 | RG 126 | UNINDO | LBS-2 |  | Lenteng Agung
GH0037 | 1509271 | EGA | LBS MOT | 2016 | Cengkareng
GH0037 | 1509177 | SCHNEIDER | LBS MOT | 2016 | Cengkareng
GH0037 | 1509187 | EGA | LBS MOT | 2016 | Cengkareng
GH0037 | 1509339 | EGA | LBS MOT | 2016 | Cengkareng
CN65 | CI-2016-W27-1-0028 | SCHNEIDER | LBS | 2016 | Ciputat
CN65 | - | SCHNEIDER | LBS |  | Ciputat
CN65 | 0156.17.216 | EGA | CBOG | 2017 | Ciputat
B425 | B 425 - LBS -01 | FLUOKIT M BIRU | LBS 1 |  | Bandengan
B425 | B 425 - LBS -02 | FLUOKIT M BIRU | LBS 2 |  | Bandengan
B425 | B 425 - PGC -03 | FLUOKIT M BIRU | PGC |  | Bandengan
B37 | B 37 - LBS -01 | FLUOKIT M | LBS 1 |  | Bandengan
B37 | B 37 - LBS -02 | FLUOKIT M | LBS 2 |  | Bandengan
B37 | B 37 - PB -03 | KIT 27,2 | PB |  | Bandengan
B87 | B 87 - LBS - 01 | MG VERCORS 6 | LBS 1 |  | Bandengan
B87 | B 87 - PB - 03 | MG VERCORS 6 | PB |  | Bandengan
PK186 | 1271 | EGA | PB TRAFO | 2012 | Tanjung Priok
B44 | B 44 - LBS -01 | EGA | LBS 1 |  | Bandengan
B44 | B 44 - PB -03 | SCHNEIDER | PB |  | Bandengan
B122 | B 122 - LBS -01 | ORMAZABAL | LBS 1 |  | Bandengan
B122 | B 122 - LBS -02 | ORMAZABAL | LBS 2 |  | Bandengan
B122 | B 122 - PB -03 | ORMAZABAL | PB |  | Bandengan
A153P | A 153P-01 | SCHNEIDER RM-6 | LBS |  | Bandengan
A153P | A 153P-02 | SCHNEIDER RM-6 | LBS |  | Bandengan
A153P | A 153P-03 | SCHNEIDER RM-6 | PB |  | Bandengan
B366 | B366-01 | SCHNEIDER SM6 | LBS MANUAL |  | Bandengan
PM89 | PM 89 | SCHENEIDER | LBS-2 |  | Lenteng Agung
PM201 | PM 201 | SCHENEIDER | PB-1 | 2009 | Lenteng Agung
PM202 | PM 202 | SCHNEIDER | PGDB-1 |  | Lenteng Agung
PM202 | PM 202 | SCHNEIDER | LBS-1 |  | Lenteng Agung
PM85B | PM 85B | SCHENEIDER | LBS-2 |  | Lenteng Agung
PM203 | CSF63248/2018 | ORMAZABAL | LBS-2 |  | Lenteng Agung
PM85 | CI-2019-W26-2-0039 | SCHNEIDER | LBS-1 | 2019 | Lenteng Agung
PM85 | CI-2019-W32-5-0007 | SCHNEIDER | LBS-2 | 2019 | Lenteng Agung
PM84 | 19136 | GAE | LBS-1 | 2003 | Lenteng Agung
PM84 | 2179127070156 | GAE | LBS-2 | 2007 | Lenteng Agung
PM84 | 2705750007 | GAE | PB-1 | 2009 | Lenteng Agung
PM204 | PM 204 | SCHNEIDER | LBS-2 |  | Lenteng Agung
PM84 | 1036049U | SCHENEIDER | PB-2 |  | Lenteng Agung
PM82 | PM 82 | SCHNEIDER | LBS-1 |  | Lenteng Agung
PM82 | PM 82 | SCHNEIDER | LBS-2 |  | Lenteng Agung
PM82 | PM 82 | SCHNEIDER | PB-1 |  | Lenteng Agung
PM206 | PM 206 | SCHNEIDER | PB-1 |  | Lenteng Agung
PM81 | PM 81 | SCHENEIDER | LBS-1 |  | Lenteng Agung
PM206 | PM 206 | SCHNEIDER | LBS-1 |  | Lenteng Agung
PM206 | PM 206 | SCHNEIDER | LBS-2 |  | Lenteng Agung
PM81 | PM 81 | SCHENEIDER | LBS-2 | 2004 | Lenteng Agung
PM81 | PM 81 | SCHENEIDER | PB-1 |  | Lenteng Agung
PM79 | PM 79 | SIEMENS | LBS-1 | 1993 | Lenteng Agung
PM74E | PM 74E | EGA | PB-1 |  | Lenteng Agung
PM211 | PM 211 | SIEMENS | PB-1 |  | Lenteng Agung
PM74D | PM74D | SCHENEIDER | LBS-1 |  | Lenteng Agung
PM211 | PM 211 | SIEMENS | PB-2 |  | Lenteng Agung
PM214 | PM 214 | ORMAZABAL | KOPEL |  | Lenteng Agung
CP204 | CP204 | F & G | LBS |  | Bintaro
CP204 | CP204 | F & G | LBS |  | Bintaro
CP204 | CP204 | F & G | PB |  | Bintaro
A113 | A 113-02 | FLUKIT-M | LBS |  | Bandengan
BT270 | BT270 | SCHNEIDER | LBS |  | Bintaro
BT270 | BT270 | SCHNEIDER | LBS |  | Bintaro
RM50 | RM 50 | EGA | PB | 2017 | Cempaka Putih
BT291 | BT291 | EGA | LBS |  | Bintaro
BT291 | BT291 | EGA | LBS |  | Bintaro
BT291 | BT291 | EGA | PB |  | Bintaro
CD325 | CD325 | ABB | LBS |  | Bintaro
CD325 | CD325 | ABB | LBS |  | Bintaro
BT144 | BT144 | C.PLASMA | LBS |  | Bintaro
BT144 | BT144 | C.PLASMA | PB |  | Bintaro
AB204 | AB 204-01 | SCHNEIDER | LBS 1 |  | Bandengan
AB204 | AB 204-02 | SCHNEIDER | LBS 2 |  | Bandengan
AB204 | AB 204-03 | SCHNEIDER | PGC |  | Bandengan
AB230 | AB 230-01 | SCHNEIDER | LBS 1 |  | Bandengan
AB230 | AB 230-02 | SCHNEIDER | LBS 2 |  | Bandengan
AB230 | AB 230-03 | SCHNEIDER | PGC |  | Bandengan
AB245 | AB 245-01 | SCHNEIDER | LBS 1 |  | Bandengan
AB245 | AB 245-02 | SCHNEIDER | LBS 2 |  | Bandengan
AB245 | AB 245-03 | SCHNEIDER | PGC |  | Bandengan
AB257 | AB 257-01 | GAE | LBS 1 | 2011 | Bandengan
AB257 | AB 257-02 | GAE | LBS 2 | 2011 | Bandengan
AB257 | AB 257-03 | GAE | PB | 2011 | Bandengan
CKG179 | 82517212 | EGA | LBS | 2017 | Cengkareng
KDR312 | 3393.1721 | EGA | LBS MOT | 2017 | Cengkareng
B246N | B 246N-02 | FLOUKIT M | LBS 1 |  | Bandengan
B246N | B 246N-03 | FLOUKIT M | LBS 2 |  | Bandengan
PS184P | 3208.13.BF | EGA | PMT | 2013 | Cempaka Putih
PS184P | 1546.13.BF | EGA | PB TRAFO | 2013 | Cempaka Putih
E138 | T73005052683-0363 | SIEMENS | PB TRAFO 2 | 2017 | Pondok Kopi
E164A | CI-2012-W08-2-0018 | SCHNEIDER SM6 | TRAFO |  | Pondok Kopi
KJ340 | KJ 340-PB | EGA | PB | 2013 | Kebon Jeruk
GH0091 | GH 91 - GI ANCOL | FLOUKIT M | LBS |  | Bandengan
GH0091 | GH 91 - KOPEL 4 | FLOUKIT M | LBS |  | Bandengan
GH0091 | GH 91 - KOPEL 3 | FLOUKIT M | LBS |  | Bandengan
GH0091 | GH 91 - A 17B | FLOUKIT M | LBS |  | Bandengan
GH0091 | GH 91 - PB | FLOUKIT M | PB |  | Bandengan
AB265P | AB 265P-5M1123218 | SCHNEIDER | LBS 1 | 2012 | Bandengan
AB267P | AB 267P-28221 | GAE | LBS 1 | 2012 | Bandengan
AB14 | AB 14-01 | FLOUKIT M | PB 1 |  | Bandengan
AB267P | AB 267P-121597 | ABB | PB |  | Bandengan
AB14 | AB 14-02 | FLUOKIT M | LBS |  | Bandengan
AB14 | AB 14-03 | SCHNEIDER | LBS |  | Bandengan
AB14 | AB 14-04 | FLOUKIT M | PB2 |  | Bandengan
AB84 | AB 84-01 | MG SM6 | LBS |  | Bandengan
AB84 | AB 84-02 | MG SM6 | LBS |  | Bandengan
AB84 | AB 84-03 | MG SM6 | LBS |  | Bandengan
AB84 | AB 84-04 | EGA | PGDB |  | Bandengan
AB84 | AB 84-05 | EGA | LBS |  | Bandengan
AB269 | AB 269-28971/071/13/01/E6 | GAE | LBS 1 | 2013 | Bandengan
A114 | A 114-01 | FLOUKIT M | LBS |  | Bandengan
AB269 | AB 269-28974/071/13/01/E6 | GAE | LBS 2 | 2013 | Bandengan
A114 | A 114-02 | FLOUKIT M | LBS |  | Bandengan
A114 | A 114-03 | SCHNEIDER SM6 | PB |  | Bandengan
AB269 | AB 269-29016/071/13/03/E6 | GAE | PGC | 2013 | Bandengan
A66 | A 66-01 | FLOUMATIC | LBS 1 |  | Bandengan
A66 | A 66-02 | FLOUMATIC | LBS 2 |  | Bandengan
TD173 | 1575.17.212 | EGA | LBS | 2017 | Ciputat
TD177 | 1498.17.212 | EGA | LBS | 2017 | Ciputat
KPK59G | KPK 59G-01 | EGA | LBS MOTORIZE | 2017 | Bandengan
A79 | A 79-01 | CONTAC PLASMA | LBS 1 |  | Bandengan
A79 | A 79-02 | CONTAC PLASMA | LBS 2 |  | Bandengan
A79 | A 79-03 | CONTAC PLASMA | PB |  | Bandengan
DB96 | 12.1524 | ABB UNISWITCH SDC | LBS | 2012 | Bandengan
DB96 | 12.1543 | ABB UNISWITCH SDC | LBS | 2012 | Bandengan
DB96 | 7896684EN | SCHNEIDER DM1 | PGC | 2012 | Bandengan
AB110 | AB 110-01 | SIEMENS | LBS 1 |  | Bandengan
AB110 | AB 110-02 | SIEMENS | LBS 2 |  | Bandengan
RG125P | RG 125P | SCHNEIDER | LBS-1 |  | Lenteng Agung
RG123 | RG 123 | SCHNEIDER | PB-1 |  | Lenteng Agung
RG123 | RG 123 | FLUOKIT M | LBS-1 |  | Lenteng Agung
CD159 | CD159 | MG SM 6 | LBS |  | Bintaro
RG122 | RG 122 | SCHNEIDER | LBS-2 |  | Lenteng Agung
RG122 | RG 122 | SCHNEIDER | PB-1 |  | Lenteng Agung
CD30 | CD30 | KIT 25 | LBS |  | Bintaro
RG120P | RG 120P | UNINDO | LBS-2 |  | Lenteng Agung
RG117P | RG 117P | ORMAZABAL | LBS-1 |  | Lenteng Agung
CD202 | CD202 | CONTACK PLASMA | LBS |  | Bintaro
PM173 | PM 173 | GAE | LBS-1 |  | Lenteng Agung
RG116P | 41811110/Th.2018 | ABB SAFE FLUSE | LBS-2 | 2018 | Lenteng Agung
CD59 | CD59 | KIT 27.2 | LBS |  | Bintaro
PM173 | PM 173 | GAE | LBS-2 |  | Lenteng Agung
PM174 | PM 174 | SCHENEIDER | PB-1 |  | Lenteng Agung
PL133 | W17-1-0047 | SCHNEIDER (RM 6) | LBS | 2011 | Pondok Kopi
CD42A | CD42A | KIT 27,2 | LBS |  | Bintaro
CD42A | CD42A | KIT 27,2 | PB |  | Bintaro
CD42A | CD42A | GAE | PB |  | Bintaro
PL140 | W09-2-0051 | SCNIEDER | LBS | 2017 | Pondok Kopi
KG23 | 0308.15.209 | EGA | LBS | 2015 | Marunda
CK78 | 9113070 | SCHNEIDER SM6 | PB |  | Marunda
KP25 | 1584.13.BL | EGA | LBS | 2013 | Marunda
BT26 | BT26 | FLUOKIT M | LBS |  | Bintaro
DB102G | DB 102G-03 | ABB UNISWITCH | PB | 2013 | Bandengan
BT25 | BT25 | FLUOKIT M | LBS |  | Bintaro
BT25 | BT25 | FLUOKIT M | LBS |  | Bintaro
KJ333 | 13-1586 | SCHNEIDER | LBS Motorized | 2013 | Kebon Jeruk
BT69 | BT69 | F&G | LBS |  | Bintaro
BT69 | BT69 | F&G | LBS |  | Bintaro
BT52 | BT52 | SIEMEN | LBS |  | Bintaro
CN89 | 31114211 | EGA | PB | 2014 | Ciputat
E20 | W2110018 | SCHNEIDER | LBS (MOTORIZE) | 2019 | Kramat Jati
E169 | W1110002 | SCHNEIDER | CBOM | 2015 | Kramat Jati
E20B | W28-5-0015 | SM6-SCHNEIDER | LBS | 2019 | Kramat Jati
E20B | E20B-10511014 | SM6-SCHNEIDER | LBS ACO 2 | 2017 | Kramat Jati
E20B | E20B-123417212 | EGA | LBS | 2017 | Kramat Jati
B304 | B 304-01 | F & G | LBS 1 |  | Bandengan
E20B | E20B-29543/ | SCHNEIDER | CBOM | 2013 | Kramat Jati
B305 | 3224.172.13 | EGA | LBS MOTORIZED | 2017 | Bandengan
RM77P | 3237.13.BF | EGA | LBS | 2013 | Cempaka Putih
RM77P | 1543.13.BF | EGA | PB | 2013 | Cempaka Putih
KN212 | CI-2014-W41-30025 | SCHNEIDER | PMT | 2014 | Menteng
KN212 | CI-2014-W39-50031 | SCHNEIDER | PMT | 2014 | Menteng
KN212 | CI-2014-W11-4-0019 | SCHNEIDER | CBOM | 2014 | Menteng
A27 | A 27-1547380 | F & G | LBS 1 |  | Bandengan
A27 | A 27-15506202 | F & G | PB |  | Bandengan
A27 | A 27-15485603 | F & G | LBS 2 |  | Bandengan
AB167 | AB 167-03 | FLUOKIT-M | PB |  | Bandengan
GD49 | CI.2016.W35.1.0035 | SCHNEIDER SM6 | PGC |  | Ciracas
B81 | 0613.18.212/2018 | EGA | LBS MANUAL | 2018 | Bandengan
AB48 | AB 48 - 01 | ORMAZABAL | LBS | 2019 | Bandengan
A122 | A 122-01 | ABB | LBS |  | Bandengan
A122 | A 122-04 | ABB | B1 |  | Bandengan
B35C | B 35C-01 | G A E | PB 2 |  | Bandengan
B35C | B 35C-02 | FLUOMATIC | LBS 1 |  | Bandengan
B35C | B 35C-03 | FLUOMATIC | LBS 2 |  | Bandengan
B387 | B 387-02 | FLUKIT M | LBS |  | Bandengan
B387 | B 387-03 | FLUKIT M | LBS |  | Bandengan
PL168 | PL168-2 | ORMAZABAL BARU | LBS |  | Pondok Kopi
PL168 | 2016csf61007 | ORMAZABAL BARU | PB | 2016 | Pondok Kopi
GD214P | 500411660/5011-54 | ABB | LBS | 2011 | Ciracas
B79 | 0986.18.214 | EGA | PB | 2018 | Bandengan
AB135 | AB 135-02 | F&G | LBS |  | Bandengan
KD65 | 0970.16.210 | EGA | CBOM | 2016 | Pondok Kopi
PM336 | CI-2016-W05-2-0023 | SCHENEIDER | PB-1 | 2016 | Lenteng Agung
PB40 | 27490/022/12/01/EG | GAE | LBS | 2012 | Pondok Kopi
PM340 | CI-2012-W21-1-0001 | SCHNEIDER | CBOG-1 | 2012 | Lenteng Agung
AB83 | AB 83-04 | ABB | PB2 |  | Bandengan
S9B | S 9B-02 | ORMAZABAL | LBS |  | Bandengan
BK35 | 121163 | ABB UNISWITCH | LBS | 2012 | Marunda
BK35 | 12.1213 | ABB UNISWITCH | LBS | 2012 | Marunda
BK35 | 12.1625 | ABB UNISWITCH | PB | 2012 | Marunda
A53 | A 53-01 | EGA | PB |  | Bandengan
PK292 | - | EGA | LBS |  | Tanjung Priok
PG166AN | 11408 | FLOUKIT M | LBS | 2008 | Pondok Kopi
KD44N | W43-3-0028 | SCHNEIDER | LBS | 2017 | Pondok Kopi
BT71 | BT71 | MG. SM 6 | LBS |  | Bintaro
KD72 | BELUM ADA | EGA | LBS |  | Pondok Kopi
PG408 | 22362/032/10/02/E6 | EGA | PB | 2010 | Pondok Kopi
KP4 | - | SCHNEIDER SM6 | LBS |  | Marunda
PM245 | PM 245 | FLUOKIT M | PGC |  | Lenteng Agung
PM212 | PM 212 | SCHENEIDER | CBOG-1 |  | Lenteng Agung
TD430 | - | FLUOKIT M | LBS |  | Ciputat
TD430 | - | FLUOKIT M | LBS |  | Ciputat
TD430 | - | FLUOKIT M | PB |  | Ciputat
TD375 | - | GAE | LBS |  | Ciputat
TD375 | - | GAE | LBS |  | Ciputat
TD375 | - | GAE | PT |  | Ciputat
TD375 | - | GAE | PGC |  | Ciputat
TD451 | - | FLUOKIT M | LBS |  | Ciputat
TD451 | - | FLUOKIT M | LBS |  | Ciputat
TD451 | - | FLUOKIT M | CBO M |  | Ciputat
GD14A | 1312 | FLUOKIT M | LBS |  | Ciracas
T133N | . | FLUOKIT M | PMT |  | Menteng
RM24 | RM 24 | SM6 | PGC |  | Cempaka Putih
KD158 | 0022.17.213 | EGA | LBS | 2007 | Pondok Kopi
KD50N | CI-2016-W21-7-0011 | SCHNEIDER | LBS | 2016 | Pondok Kopi
KD158 | IEC.62271.200 | SCHNEIDER | LBS | 2007 | Pondok Kopi
KD158 | 20314/07 | SEMESTA ELTRINDO | PB | 2007 | Pondok Kopi
JR179 | 0087.14.211 | EGA | PB | 2014 | Pondok Gede
JR179 | CI-2016-W08.1.0033 | SCHNEIDER | CBOG | 2016 | Pondok Gede
KDR96 | CI-2012-W291-0010 | SCHINEIDER | LBS | 2012 | Cengkareng
KDR96 | CI-2012-W274-0021 | SCHINEIDER | LBS | 2012 | Cengkareng
KDR96 | 133.12.BF | EGA | PB1 | 2012 | Cengkareng
KDR96 | 141.12.BF | EGA | PB2 | 2012 | Cengkareng
KDR97 | W20-5-0025 | SCHNEIDER | LBS | 2012 | Cengkareng
KDR97 | 0487-17-213 | EGA | LBS | 2017 | Cengkareng
KDR97 | 0822-17-214 | EGA | PB | 2017 | Cengkareng
JR82 | CI.2018.W19.4.0014 | SCHNEIDER SM6 | LBS | 2018 | Ciracas
JR82 | 129828 | ABB UNISWITCH | - | 2002 | Ciracas
JR82 | 20040049 | ABB UNISWITCH | PGDB | 2004 | Ciracas
JR82 | 20040028 | ABB UNISWITCH | PB | 2004 | Ciracas
JR82 | CI.2018.W18.4.0046 | SCHNEIDER SM6 | LBS | 2018 | Ciracas
JR89 | CI.2017.W18.4.0003 | SCHNEIDER SM6 | LBS |  | Ciracas
JR89 | 1915.18.213 | EGA | LBS |  | Ciracas
KD137 | CI-2017-W18-6-0015 | SCHNEIDER | CBO LBS |  | Pondok Kopi
KJ163 | KJ163 | F & G | LBS |  | Bintaro
CD130 | CD130 | MG-SM6 | PB |  | Bintaro
KL184 | KL184 | MG SM 6 | LBS |  | Bintaro
KL184 | KL184 | METERING & MG SM 6 | LBS |  | Bintaro
KL184 | KL184 | MG SM 6 | PB |  | Bintaro
KB284 | KB284 | EGA | LBS |  | Bintaro
CKG111 | 3309.13.BL | EGA | LBS | 2013 | Cengkareng
CD31P | CD31P | GAE | PB |  | Bintaro
KL118 | CI.2017.W15.5.0053 | SCHNEIDER | LBS | 2017 | Bintaro
KL118 | C1.2016.W18.I.0017 | SCHNEIDER | PB 1 | 2016 | Bintaro
B125 | CI-2016.W35.3.0053 | SCHNEIDER SM6 | LBS 1 | 2016 | Bandengan
CD90 | CD90 | SIEMENS (RMU) | LBS |  | Bintaro
CP29C | - | GAE | LBS |  | Ciputat
CD328 | CD328 | ABB | LBS |  | Bintaro
CD288 | CD288 | GAE | LBS |  | Bintaro
CD307 | CD307 | EGA | LBS |  | Bintaro
CD288 | CD288 | GAE | PB |  | Bintaro
GH0021 | GH 21 - PB 1 | EGA | PB |  | Bandengan
CP49P | - | ORMAZABAL | LBS |  | Ciputat
CP49P | - | ORMAZABAL | LBS |  | Ciputat
CP49P | - | ORMAZABAL | PB |  | Ciputat
MK370 | MK 370-4 | ABB UNISWITCH SDF | PB |  | Bandengan
MK469 | MK 469-1 | GAE GDSA | PGC |  | Bandengan
KPK22 | KPK 22-01 | SCHNEIDER SM6 | LBS |  | Bandengan
KD86 | 12.1601 | ABB | PBTRAFO1 | 2012 | Pondok Kopi
KPK22 | KPK 22-02 | SCHNEIDER SM6 | LBS |  | Bandengan
KPK22 | KPK 22-03 | SCHNEIDER DM1 | PGC |  | Bandengan
AB162 | AB 162-02 | FLOUKIT M | LBS 2 |  | Bandengan
B350 | B 350-04 | FLOUKITM | LBS |  | Bandengan
A154P | A 154P-C1-W25-4-1406 | SCHNEIDER | LBS | 2019 | Bandengan
A154P | A 154P-C1-W25-4-1404 | SCHNEIDER | LBS | 2019 | Bandengan
B149 | B 149-03 | SCHNEIDER SM6 | PGC |  | Bandengan
CD343 | 13-02290 | ABB | LBS | 2013 | Bintaro
BT307 | C1 2013W48-3-0003 | SCHNEIDER | LBS | 2013 | Bintaro
BT307 | C1 2013W46-3-0019 | SCHNEIDER | LBS | 2013 | Bintaro
BT307 | 1655-13 BF | SCHNEIDER | PB | 2013 | Bintaro
GD9B | CI.2017.W05.3.0039 | SCHNEIDER SM6 | LBS | 2017 | Ciracas
GD9B | CI.2017.W24.5.0029 | SCHNEIDER SM6 | LBS | 2017 | Ciracas
GD9B | 0885.17.214 | EGA | PB | 2017 | Ciracas
B317 | B 317-08 | FLOUKIT M | B 1 |  | Bandengan
B138 | CI-2018-W35-4-0008 | SCHNEIDER SM6 | ACO | 2018 | Bandengan
MK4 | MK 4-03 | ABB UNISWITCH | LBS 3 |  | Bandengan
MK4 | MK 4-04 | ABB UNISWITCH | PB |  | Bandengan
B3C | B 3C-02 | FLUOKIT M | LBS 2 |  | Bandengan
JW63 | 3504-13 PBL | EGA | LBS | 2013 | Pondok Gede
JW63 | 3295-13 PBL | EGA | LBS | 2013 | Pondok Gede
JW63 | 1622-13 PBF | EGA | PB | 2013 | Pondok Gede
KS76 | 1765.13 | EGA | PB | 2013 | Menteng
E404 | E404-3 | SCHNEIDER | CBOG | 2016 | Kramat Jati
B400A | B 400A-01 | CONTACPLASMA | LBS1 |  | Bandengan
A96 | A 96-01 | SCHNEIDER SM6 | LBS 1 |  | Bandengan
A96 | A 96-03 | SCHNEIDER SM6 | CBOM |  | Bandengan
CN92 | 3435.13.BL | EGA | LBS | 2013 | Ciputat
DB100G | 01-DB 100 G | EGA | PB |  | Bandengan
DB100G | 02-DB 100 G | GAE GLSM | LBS |  | Bandengan
DB100G | 03-DB 100 G | GAE GLSM | LBS |  | Bandengan
AB22N | AB 22N-02 | EGA | LBS 2 |  | Bandengan
B242 | B 242-02 | SCHNEIDER SM6 | LBS MANUAL | 2017 | Bandengan
CK131 | IEC60298 | ABB SAFERING | LBS | 2002 | Marunda
CK131 | - | ABB SAFERING | PB |  | Marunda
CK198 | 12757 | ABB UNISWITCH | PB | 2012 | Marunda
CK205 | - | SCHNEIDER RM6 | PB |  | Marunda
CK98 | - | MG VECORS M6 | PGDB |  | Marunda
CK51 | 538 | FLUOKIT M | PGDB | 1992 | Marunda
CK187 | - | SCHNEIDER RM6 | LBS |  | Marunda
BK26 | 19600 | GAE | PGC | 2004 | Marunda
PK97 | - | EGA | LBS |  | Tanjung Priok
BTC30 | C12017.W354.0051 | SCHNEIDER | LBS |  | Cengkareng
CKG110 | 29546-094-13-1 | EGA | PMT | 2013 | Cengkareng
CKG110 | 29570-094-13-01 | EGA | PMT | 2013 | Cengkareng
CKG110 | 1080.13 | EGA | PB | 2013 | Cengkareng
AB87 | AB 87-03 | EGA | PB |  | Bandengan
KDR99 | T73005555599-0083 | SIEMENS | LBS MOT | 2018 | Cengkareng
DK211 | CI-2019-W28-6-0027 | SCHINEIDER | PB | 2019 | Cengkareng
E402 | E402-3 | GAE | CBOG | 2014 | Kramat Jati
KB608 | CI-2017-w42-3-0023/2017 | SCHNEIDER | LBS | 2017 | Bulungan
KB608 | 1710349/2017 | EGA | CBOM MOTORIZE | 2017 | Bulungan
AB189 | AB 189-01 | SCHNEIDER SM6 | LBS 1 |  | Bandengan
AB189 | AB 189-02 | SCHNEIDER SM6 | LBS 2 |  | Bandengan
AB189 | AB 189-03-99235084 | SCHNEIDER | PB |  | Bandengan
SD99 | SD 99-02 | GAE RMU | LBS |  | Bandengan
SD99 | SD 99-03-414 | GAE RMU | PB |  | Bandengan
AB208 | AB 208-02 | EGA | LBS MOTORIZED | 2016 | Bandengan
AB208 | AB 208-03 | ABB | PGC |  | Bandengan
DB93P | DB 93P-02 | EGA | LBS MANUAL | 2017 | Bandengan
MK6 | MK 6-02 | SCHNEIDER SM6 | LBS MOTORIZE | 2017 | Bandengan
MK6 | MK 6-03 | SCHNEIDER SM6 | PB | 2017 | Bandengan
AB106 | AB 106-02-16704406 | EGA | LBS 2 |  | Bandengan
AB106 | AB 106-03-15914404 | EGA | PB |  | Bandengan
CD190 | CD190 | ABB | LBS |  | Bintaro
CD190 | CD190 | ABB & F.M C430 | PB |  | Bintaro
CD171 | CD 171 | MG SM 6 | LBS |  | Bintaro
CD171 | CD 171 | MG SM 6 | LBS |  | Bintaro
CD171 | CD171 | SM 6 | PB |  | Bintaro
CB115P | 13.1346 | ABBUniswitch | PB | 2013 | Ciracas
CD41B | CD41B | ABB | LBS |  | Bintaro
CD33C | CD33C | KIT 25 | LBS |  | Bintaro
CD33C | CD33C | KIT 25 | PB |  | Bintaro
TA30 | TA 30-03 | EGA | PB |  | Bandengan
TA30 | TA 30-04 | EGA | PB |  | Bandengan
A28 | A 28-02 | SCHNEIDER | LBS |  | Bandengan
A65 | A 65-15517303 | ORMAZABAL | LBS |  | Bandengan
KG127 | 0980.16.216 | EGA | PGC | 2017 | Marunda
CKG117 | 1302136 | ABB | PB 2 | 2013 | Cengkareng
CP286 | - | GAE | LBS |  | Ciputat
CKG122 | 1323.13BF | EGA | PB | 2013 | Cengkareng
CP399 | - | GAE | PB |  | Ciputat
CP332 | - | SCHNEIDER | LBS |  | Ciputat
CP350 | - | FLUOKIT - M | LBS |  | Ciputat
A97 | A 97-05 | FLOUKIT-M | LBS |  | Bandengan
BK185 | - | SCHNEIDER SM6 | LBS |  | Marunda
BK185 | - | SCHNEIDER SM6 | LBS |  | Marunda
MK412 | 734 | FLUOKIT M24 | PT |  | Bandengan
PL190 | 1172.13.BL | EGA | PB | 2013 | Pondok Kopi
CP139P | - | GAE | LBS |  | Ciputat
CP139P | - | GAE | PB |  | Ciputat
TD163 | - | FLOUMATIK | LBS |  | Ciputat
TD163 | - | FLUOKIT M | PB |  | Ciputat
TD163 | - | FLUOKIT M | LBS |  | Ciputat
TD163 | - | FLUOKIT M | LBS |  | Ciputat
TD281 | T73005052603-0339 | SIEMENS | PB | 2017 | Ciputat
TD459 | - | EGA | PB |  | Ciputat
B273 | B 273-02 | ABB | LBS 2 |  | Bandengan
CP70 | - | GAE | GIS |  | Ciputat
TD244 | - | MERLIN GERIN | PB |  | Ciputat
CN5 | - | SCHNEIDER | PB 2 |  | Ciputat
AB172 | AB 172-03 | FLUOKIT-M | PT |  | Bandengan
TD28C | - | GAE | PB |  | Ciputat
TD28C | - | SCHNEIDER | PB 2 |  | Ciputat
TD65 | - | SIEMENS | LBS |  | Ciputat
TD65 | - | SIEMENS | PB 1 |  | Ciputat
TD65 | - | SIEMENS | PB 2 |  | Ciputat
A63 | A 63-01 | FLUMATIC | LBS |  | Bandengan
A63 | A 63-04 | DELLE ALTROM | PGDB |  | Bandengan
BT83 | BT83 | MG | PB |  | Bintaro
PK251 | SB-2012-W28-5-0040 | SCHNEIDER RM6 | LBS |  | Tanjung Priok
PK251 | PK251-PB1 | SCHNEIDER RM6 | PB |  | Tanjung Priok
BT143 | BT143 | GAE | LBS |  | Bintaro
PL136 | - | SIEMENS | LBS |  | Pondok Kopi
CD1 | CD1 | FLOUKIT | LBS |  | Bintaro
PL189 | CI-2014-W27-3-0022 | SCHNEIDER | LBS | 2014 | Pondok Kopi
BT195 | BT195 | ABB | LBS |  | Bintaro
MD101 | - | SCHNEIDER RM6 | LBS |  | Marunda
BT235 | BT235 | UNINDO | LBS |  | Bintaro
CD213 | CD213 | ORMZBL | LBS |  | Bintaro
B334 | 1320-20 | ULUSOY | LBS | 2020 | Bandengan
CP244 | CP244 | KIT 27,2 | PB |  | Bintaro
BT155 | BT155 | ORMZBL | PB |  | Bintaro
PL36 | 1853.16.213 | EGA | LBS | 2016 | Pondok Kopi
PL36 | 0638.16.212 | EGA | PB | 2016 | Pondok Kopi
MK162 | MK 162-03 | MG VERCORS 6 | PB 1 |  | Bandengan
PL37 | 1701100 | EGA | PB | 2017 | Pondok Kopi
PL37 | 1705782 | EGA | LBS | 2017 | Pondok Kopi
PL39 | BELUM ADA | GAE | LBS |  | Pondok Kopi
BT141 | BT141 | ORMZBL | LBS |  | Bintaro
PL41 | 60517214 | EGA | PB |  | Pondok Kopi
PL41 | 109517212 | EGA | LBS |  | Pondok Kopi
PL41 | 84014210 | EGA | LBS |  | Pondok Kopi
KD5 | - | MERLIN GERLIN | B1 |  | Pondok Kopi
KD5 | 59501351 | MERLIN GERLIN | PB |  | Pondok Kopi
BT105 | BT105 | M G (SM6) | PB |  | Bintaro
MK175 | MK 175-01 | ORMAZABAL BELIMBING | LBS 1 |  | Bandengan
BT106 | BT106 | MG SM6 | PB |  | Bintaro
KD222 | 22665/032/10/02/E6 | GAE | PB | 2010 | Pondok Kopi
KD215 | SM0929078CI | SCHNEIDER SM6 | LBS |  | Pondok Kopi
MK424 | - | GAE UNIFLUORC | LBS |  | Bandengan
MK424 | - | EGA | PB |  | Bandengan
KD220 | 2463.17.213 | EGA | LBS | 2017 | Pondok Kopi
K73H | 3125 | UNINDO | PB | 2007 | Pondok Kopi
MB62 | MB 62-01 | EGA | LBS |  | Bandengan
MB62 | MB 62-02 | EGA | LBS MOTORIZED | 2016 | Bandengan
MB62 | MB 62-03 | EGA | PB |  | Bandengan
KD208P | SM0603712 | SCHNEIDER SM6 | LBS |  | Pondok Kopi
KD103 | 3719 | UNINDO | LBS |  | Pondok Kopi
KD103 | 3717 | UNINDO | LBS |  | Pondok Kopi
B175 | B 175-02 | FLOUKIT M | LBS |  | Bandengan
B175 | B 175-03 | FLOUKIT M | PB1 |  | Bandengan
B175 | B 175-06 | FLOUKIT M | PT |  | Bandengan
CD41D | CD41D | ABB | PB |  | Bintaro
MK176 | MK 176-04 | SCHNEIDER SM6 | PB 2 |  | Bandengan
RG97 | RG 97 | CONTACPLASMA | LBS-1 |  | Lenteng Agung
B343 | B 343-01 | MG-SCHNEIDER | LBS |  | Bandengan
B343 | B 343-02 | MG-SCHNEIDER | LBS |  | Bandengan
MK177 | MK 177-02 | SCHNEIDER SM6 | LBS MOTORIZED | 2018 | Bandengan
MK177 | MK 177-03 | EGA | PB 1 | 2018 | Bandengan
B139 | B 139-01 | SCHNEIDER | PB | 2015 | Bandengan
PM140 | PM 140 | EGA | PB-1 |  | Lenteng Agung
E52B | E52B-4 | SIEMENS | PB TRAFO | 2017 | Kramat Jati
PL143 | 20032131610003 | ABB COMPACT | PB | 2003 | Pondok Kopi
BC269 | S9501615 | MERLIN GERIN | PB1 | 2013 | Cengkareng
AB246P | AB 246P-01 | SCHNEIDER | LBS |  | Bandengan
AB246P | AB 246P-02 | SCHNEIDER RM6 | LBS |  | Bandengan
B43N | B 43N-02 | MERLIN GERIN SM6 | LBS2 |  | Bandengan
GNS12 | CI-2014-W11-7-0012 | SCHNEIDER SM6 | CBOM | 2014 | Bandengan
KD137 | SM0936080CI | SCHNEIDER | CBO LBS |  | Pondok Kopi
JS221 | 2741.13BL | EGA | LBS | 2013 | Pondok Gede
B302 | B 302-03 | FLUOKIT M MERAH | PB |  | Bandengan
KDR199 | C1-2014-W12-3-0016 | SCHNEIDER | CBOG | 2014 | Cengkareng
DK35 | 0717.17.214 | EGA | PB | 2017 | Cengkareng
PL150 | 25286/107/11/01/E6 | GAE | LBS | 2011 | Pondok Kopi
PL150 | 25039/105/11/02/E6 | GAE | PB | 2011 | Pondok Kopi
AB207 | AB 207-01 | ABB SAFE PLUS | LBS 1 |  | Bandengan
AB207 | AB 207-02 | ABB SAFE PLUS | LBS 2 |  | Bandengan
AB199 | AB 199-01 | FLUOKIT M | LBS 1 |  | Bandengan
AB199 | AB 199-02 | FLUOKIT M | LBS 2 |  | Bandengan
AB199 | AB 199-03 | FLUOKIT M | PT |  | Bandengan
AB199 | AB 199-04 | FLUOKIT M | PGDB |  | Bandengan
CP285 | - | GAE | LBS |  | Ciputat
CP285 | - | GAE | PB |  | Ciputat
CP285 | - | GAE | LBS |  | Ciputat
PG316 | 3753.17.213 | EGA | LBS | 2017 | Pondok Kopi
PG316 | 0248.16.212 | EGA | LBS | 2016 | Pondok Kopi
PG316 | W08-5-0027 | SCHNEIDER | CBOM | 2018 | Pondok Kopi
PG259 | W31-1-0028 | SCHNEIDER | LBS | 2018 | Pondok Kopi
PG259 | W31-1-0028 | SCHNEIDER | LBS | 2018 | Pondok Kopi
PG259 | BELUM ADA | SCHNEIDER SM6 | CBOM |  | Pondok Kopi
TG62S | 2016CSF63039 | AEP | LBS | 2016 | Cengkareng
CKG86 | C1-2015-W45-2-0031 | SCHNEIDER | LBS | 2015 | Cengkareng
CKG86 | 714-13-BF | EGA | PB | 2013 | Cengkareng
B211 | 05-B 211 | SCHNEIDER QM | PB |  | Bandengan
D349P | 3649.13.BL | EGA | PMT | 2013 | Menteng
D349P | 3631.13.BL | EGA | PMT | 2013 | Menteng
MK58P | 03-MK 58 | SCHNEIDER | PB |  | Bandengan
KD18 | CI-2019-W33-5-0077 | SCHNEIDER | CBOM | 2019 | Pondok Kopi
CN93 | 1607036 | EGA | LBS | 2016 | Ciputat
PL145 | 14630 | FLUKIT M | LBS |  | Pondok Kopi
PL145 | 4944 | UNINDO | PB | 2011 | Pondok Kopi
PG432 | C1.2013.W46-1-0011 | SM6 | PMT | 2013 | Cempaka Putih
PG123 | BELUM ADA | UNINDO | LBS |  | Pondok Kopi
PG135 | BELUM ADA | UNINDO | LBS |  | Pondok Kopi
PG135 | BELUM ADA | UNINDO | LBS |  | Pondok Kopi
AB172 | AB 172-01 | FLUOKIT-M | LBS |  | Bandengan
AB202 | AB 202-03 | ORMAZABAL | PB1 |  | Bandengan
AB202 | AB 202-04 | ORMAZABAL | PB2 |  | Bandengan
AB253 | AB 253-02 | SCHNEIDER | LBS |  | Bandengan
AB253 | AB 253-03 | SCHNEIDER | PGC |  | Bandengan
MK182 | 6 | KIT 25 | PB |  | Bandengan
CP32A | - | F&G | LBS |  | Ciputat
CP32A | - | F&G | LBS |  | Ciputat
CP32A | - | F&G | PB |  | Ciputat
CP34 | - | EGA | LBS | 2017 | Ciputat
CP34 | 1178-17-234 | EGA | LBS CBO | 2017 | Ciputat
CP34 | - | EGA | PB | 2017 | Ciputat
CP43A | - | SCHENEIDER | LBS |  | Ciputat
CP43A | - | SCHENEIDER | PB |  | Ciputat
CP93P | - | ABB | LBS |  | Ciputat
CP93P | - | ABB | LBS |  | Ciputat
CP93P | - | ABB | PB |  | Ciputat
CP140 | - | F&G | LBS |  | Ciputat
MK78 | MK 78-01 | EGA | LBS |  | Bandengan
MK78 | MK78-LBS 2 | EGA | LBS | 2005 | Bandengan
DB41 | DB 41-03 | ABB | PB |  | Bandengan
MK62 | MK 62-01 | EGA | PB |  | Bandengan
MK62 | CI 2017 W20 2 0033 | SCHNEIDER | LBS |  | Bandengan
B9N | B 9N-01 | FLOUKIT M | LBS 1 |  | Bandengan
PB29 | 510913 | FLOUKIT M | LBS |  | Pondok Kopi
PB29 | 700088 | MERLIN GERIN SM6 | PB |  | Pondok Kopi
KG360 | 1305592/1170.13.BF | EGA | PB Trafo | 2013 | Tanjung Priok
SD80 | 1145.13.BF | EGA | PB Trafo | 2013 | Tanjung Priok
E61S | E 61 S-8021-02 | ABB-SAFEPLUS | LBS | 2011 | Kramat Jati
AB233 | AB 233-01 | EGA | LBS MOTORIZED |  | Bandengan
AB233 | AB 233-02 | SCHNEIDER SM-6 | LBS MANUAL |  | Bandengan
AB233 | AB 233-03 | SCHNEIDER | PGC |  | Bandengan
MK240 | 2 | FLUOKIT M | PB 1 |  | Bandengan
MK194 | 0958.16.216 | EGA | PGDB |  | Bandengan
KD130 | 2011-W45-6-0057 | SCHENEIDER RM6 | LBS |  | Pondok Kopi
KD130 | SB-2010-W46-1-0033 | SCHENEIDER RM6 | LBS |  | Pondok Kopi
CN92 | 3347.13.BL | EGA | LBS | 2013 | Ciputat
KDR197 | 2696.13BL/2013 | EGA | LBS | 2013 | Cengkareng
CP120 | - | F & G | LBS |  | Ciputat
CP411 | - | GAE | LBS |  | Ciputat
CP386 | - | GAE | LBS |  | Ciputat
PL191 | 1559.13 BF | EGA | PB | 2013 | Pondok Kopi
PL191 | 3197.13 BL | EGA | LBS | 2013 | Pondok Kopi
PL189 | CI-2014-W12-3-0019 | SCHNEIDER | CBOM | 2014 | Pondok Kopi
PIK2 | 6-PIK 2 | FLUOKIT M24 | PB | 2006 | Bandengan
AB268 | AB 268-01 | SCHNEIDER | LBS 1 |  | Bandengan
AB268 | AB 268-03 | EGA | PB TRAFO 1 |  | Bandengan
AB268 | AB 268-04 | EGA | PB TRAFO 2 |  | Bandengan
PK194 | - | SCHNEIDER SM6 | PGC |  | Tanjung Priok
T365 | 2 | EGA | LBS MOT | 2016 | Menteng
CD342 | C1 2014-W 06-3-0043 | SCHENEIDER | LBS | 2014 | Bintaro
KJ13 | KJ 13-PB 3 | EGA | PB TRAFO | 2013 | Kebon Jeruk
AB77 | AB 77 -01 | FLUOKIT M | PB TRAFO |  | Bandengan
AB77 | AB 77 - 02 | SCHNEIDER SM-6 | LBS 1 MOTORIZED | 2017 | Bandengan
AB77 | AB 77 - 03 | FLUOKIT M | LBS 2 |  | Bandengan
PL35 | 739113-00220/017 | SIEMENS | LBS |  | Pondok Kopi
PL35 | 1930.13 BL | EGA | LBS |  | Pondok Kopi
GD49 | 0026.21.213 | EGA | LBS |  | Ciracas
AB4D | AB 4D-02 | EGA | LBS |  | Bandengan
CP214 | . | KIT C 25 | LBS |  | Ciputat
CP214 | . | KIT 27.2 | PB |  | Ciputat
PG103 | PG 103 | FLUMATIC | PMT |  | Cempaka Putih
CP273 | D 10.174 | CONTAK PLSMA TYPE HK | LBS | 2008 | Ciputat
CP273 | D 10104 | CONTAK PLSMA TYPE HK | LBS | 2008 | Ciputat
PM328 | PM 328 | SCHENEIDER | LBS-2 |  | Lenteng Agung
E29 | E 29-SM0900343 | SM6-SCHNEIDER | CBOM | 2008 | Kramat Jati
E29 | E29-SM 0803696 | SM6-SCHNEIDER | PB | 2008 | Kramat Jati
PL35 | 741674-00050/027 | SIEMENS | PB |  | Pondok Kopi
DT88 | DT 88 | GAE | LBS-1 |  | Lenteng Agung
DT88 | DT 88 | GAE | LBS-2 |  | Lenteng Agung
DT88 | DT 88 | GAE | PB-1 |  | Lenteng Agung
KJ12 | KJ 12-PB TRAFO1 | EGA | PB TRAFO |  | Kebon Jeruk
KJ12 | KJ 12-PB TRAF02 | SCHNEIDER | PB |  | Kebon Jeruk
CP207 | - | MG | LBS |  | Ciputat
AB34B | AB 34B - 03 | TAMCO | LBS 2 |  | Bandengan
T269N | T269 | FLOUKIT | PGDB |  | Menteng
TD276 | - | MERLIN GERLIN | B1 |  | Ciputat
AB3 | AB 3 - 04 | SCHNEIDER | LBS 3 |  | Bandengan
KJ115 | 1308377 | GAE | LBS | 2013 | Kebon Jeruk
GH77X | GH 77X | EGA | PMT | 2013 | Cempaka Putih
GH77X | GH 77X | EGA (MOTORIZE) | PMT | 2013 | Cempaka Putih
GH77X | GH 77X | EGA | PB | 2013 | Cempaka Putih
B32N | B 32N-04 | EGA | PB2 |  | Bandengan
MB74 | MB 74-B1 | ABB | B1 |  | Bandengan
B208 | 0002.17.212 | EGA | LBS 2 | 2017 | Bandengan
B208 | CI-2017.W03.2.0037 | SCHNEIDER SM6 | PB 2 | 2017 | Bandengan
BT246 | 2013-13.107 | ABB | LBS | 2013 | Bintaro
BT246 | CI 2013 W 41-1-0019 | SCHNEIDER | LBS | 2013 | Bintaro
BT246 | CI 2013 W 41-1-0017 | SCHNEIDER | LBS | 2013 | Bintaro
B86 | B 86-01 | SIEMENS | LBS 1 |  | Bandengan
B86 | B 86-03 | SIEMENS | PB |  | Bandengan
BT246 | 1658.13 | EGA | PB | 2013 | Bintaro
BT246 | CI 2013 W 42-3-0002 | SCHNEIDER | CBOG | 2013 | Bintaro
MK204 | 4562 | FLUOKIT M24 | LBS |  | Bandengan
MK204 | MK 204-02 | FLUOKIT M24 | LBS |  | Bandengan
MK204 | 4560 | FLUOKIT M24 | PGDB |  | Bandengan
MK183 | MK183-0101.21.213 | EGA | LBS |  | Bandengan
MK183 | MK 183-0102.210213 | EGA | LBS |  | Bandengan
MK183 | MK 183-0217.20 | ULUSOY | PB |  | Bandengan
MK183 | MK 183-1432.20 | ULUSOY | CBO |  | Bandengan
PG212 | SM1042228CI | SCHNEIDER | CBOM | 9999 | Pondok Kopi
PB16 | 0234.15.209 | EGA | LBS | 2015 | Pondok Kopi
B43E | B 43E - LBS - 01 | MG SM 6 | LBS 1 |  | Bandengan
B43E | B 43E - PB - 03 | EGA | PB |  | Bandengan
TT56 | W48-4-0018 | SCHNEIDER | CBOM | 2014 | Menteng
PL104 | 0297.15.209 | EGA | LBS | 2015 | Pondok Kopi
PL104 | 0319.15.209 | EGA | LBS | 2015 | Pondok Kopi
PL104 | 0173.15.211 | EGA | PB | 2015 | Pondok Kopi
E149 | 0365.16.212 | EGA | LBS | 2016 | Pondok Kopi
E149 | 0245.16.214 | EGA | PBTRAFO | 2016 | Pondok Kopi
E149 | 791.13.BF | EGA | PBTRAFO | 2013 | Pondok Kopi
KP34 | IEC62271-200 | SCHNEIDER SM6 | PGC |  | Marunda
B371 | B 371 - LBS - 02 | MG VERCORS 6 | LBS 2 |  | Bandengan
AB185 | AB 185-01 | ABB UNI SWITCH | PB2 |  | Bandengan
MK123 | 173005052683-0229 | SIEMENS | LBS |  | Bandengan
AB238 | AB 238-02 | SCHNEIDER SM6 | LBS |  | Bandengan
AB130 | AB 130-05 | FLUOKIT-M | B1 |  | Bandengan
A59 | A 59-01 | FLUMATIC | LBS |  | Bandengan
A59 | A 59-03 | DELLE ALSTROM | PT |  | Bandengan
A59 | A 59-04 | DELLE ALSTROM | PGDB |  | Bandengan
AB47 | AB 47-01 | SCHNEIDER SM6 | PB |  | Bandengan
AB47 | AB 47-04 | SCHNEIDER SM6 | LBS |  | Bandengan
AB47 | AB 47-05 | SCHNEIDER SM6 | LBS |  | Bandengan
AB160 | 4848 | FLUOKIT M24 | LBS | 1995 | Bandengan
TD431 | - | AREVA | LBS |  | Ciputat
TD431 | - | AREVA | LBS |  | Ciputat
TD431 | - | AREVA | PB |  | Ciputat
TD37B | - | FLUOKIT M | LBS |  | Ciputat
TD37B | - | FLUOKIT M | PB |  | Ciputat
KD88 | SM0803613 | SCHNEIDER SM6 | PB |  | Pondok Kopi
BANK1 | 135013 | EGA | PMT |  | Menteng
B19BIS | 739113-00220/015 | SIEMENS | LBS |  | Bandengan
AB149 | AB 149-03 | EGA | PB |  | Bandengan
GL5P | - | ABB | PMT |  | Menteng
GL5P | - | ABB | PMT |  | Menteng
KDR186 | R-NO.CP 820240-000060/001 | SIEMENS | PMT | 2013 | Cengkareng
B104 | B 104 - B 17H | EGA | LBS MANUAL | 2017 | Bandengan
GD371P | 2844.13BL | EGA | LBS | 2013 | Ciracas
GD371P | 13.024 | ABB UNISWITCH | LBS | 2013 | Ciracas
MB90 | CI.2013.W36.4.0016 | SCHNEIDER | LBS | 2013 | Bandengan
BT309 | 13.0217 | ABB | LBS | 2013 | Bintaro
BC213 | - | SCHINEIDER | LBS |  | Cengkareng
BC213 | 466 | FLUOKIT M | PGC |  | Cengkareng
S136P | 154543 | EGA | PMT |  | Menteng
S136P | 154544 | EGA | PMT |  | Menteng
D45 | - | EGA | PB | 2016 | Menteng
CP162 | - | MG | LBS |  | Ciputat
PM245 | PM 245 | FLUOKIT M | LBS-2 |  | Lenteng Agung
BK113 | 4009104 | CONTACPLASMA | PGDB | 2004 | Marunda
E347 | E 247-1939 | EGA | LBS (MOTORIZE) | 2013 | Kramat Jati
KL133 | KL133 | F & G ( RMU ) | LBS |  | Bintaro
KL133 | KL133 | F & G ( RMU ) | LBS |  | Bintaro
KL133 | KL133 | F & G ( RMU ) | PB |  | Bintaro
AB232 | AB 232_01 | FLUOKIT M | LBS 1 |  | Bandengan
KB94N | - | FLOUKIT-M | PB |  | Menteng
DT94 | DT 94 | EGA | LBS-1 |  | Lenteng Agung
DT94 | DT 94 | SCHENEIDER | PB-1 |  | Lenteng Agung
PM337 | PM 337 | GAE | CBOG-1 |  | Lenteng Agung
D63BIS | D 63BIS (13814033) | EGA | PB |  | Menteng
MK469 | MK 469-2 | EGA | LBS |  | Bandengan
MK469 | MK 469-4 | EGA | PB |  | Bandengan
KS73 | 133121001 | GAE | PMT |  | Menteng
CP81 | - | MG | LBS |  | Ciputat
CP228 | - | GAE | PB |  | Ciputat
B132 | B 132_01 | EGA | PB |  | Bandengan
B132 | B 132_02 | EGA | LBS 1 MOTORIZE |  | Bandengan
KIOS901 | - | EGA | PMT |  | Menteng
KIOS901 | - | EGA | PMT |  | Menteng
KIOS901 | - | EGA | PMT |  | Menteng
KIOS901 | - | EGA | PMT |  | Menteng
KIOSKBJERUK | - | ABB | PMT |  | Menteng
KIOSKBJERUK | - | ABB | PMT |  | Menteng
KIOSKBJERUK | - | ABB | PMT |  | Menteng
KIOSKBJERUK | - | ABB | PMT |  | Menteng
CP385 | - | GAE | PB |  | Ciputat
PM93 | PM 93 | SCHENEIDER | PB-1 |  | Lenteng Agung
PM93 | PM 93 | SCHENEIDER | LBS-1 |  | Lenteng Agung
DT63P | DT 63P:10774 | GAE COMPACT | LBS-2 | 2003 | Lenteng Agung
D329P | - | ABB | PB |  | Menteng
T431 | 3210.17.213 | EGA | PMT | 2017 | Menteng
AB13N | AB 13N-01 | FLOUKIT-M | LBS |  | Bandengan
AB181 | AB 181-03 | FLOUKIT-M | LBS |  | Bandengan
AB181 | AB 181-05 | FLOUKIT-M | PGDB |  | Bandengan
S38 | S38 | EGA | PGC |  | Menteng
S38 | S38 | EGA | B1 |  | Menteng
GD356 | 28186/119/12/01/E6 | GAE | LBS |  | Ciracas
D154 | CI-2013-W46-7-0013 | SCHNEIDER | PGC | 2013 | Menteng
BC212 | - | SCHINEIDER | PGC |  | Cengkareng
RG49 | RG 49 | FLUOKIT M | PGDB-1 |  | Lenteng Agung
CKG119 | 3727.13.BL | EGA | PMT | 2013 | Cengkareng
CKG120 | 2256.13BL | EGA | LBS | 2013 | Cengkareng
CKG123 | 1316.13BF | EGA | PB | 2013 | Cengkareng
CP399 | - | SCHNEIDER | LBS |  | Ciputat
CP332 | - | SCHNEIDER | PB |  | Ciputat
CP344 | - | EGA | PB | 2017 | Ciputat
TD138B | - | EGA | PB | 2017 | Ciputat
CP374 | - | GAE | LBS |  | Ciputat
CP326 | - | SCHNEIDER | PB |  | Ciputat
CP350 | - | FLUOKIT - M | LBS |  | Ciputat
B111 | B 111 | KIT 25 | LBS |  | Bandengan
PGL8 | 1239s117 | ORMAZABAL | LBS | 2012 | Pondok Kopi
E189 | E 189-SM 103615 CI | SM6-SCHNEIDER | LBS | 2010 | Kramat Jati
T359P | 12324 | EGA | PMT |  | Menteng
E279 | E 279-EC.11611213 | SCHNEIDER | LBS | 2017 | Kramat Jati
E279 | E 279-13.2150 | SCHNEIDER | LBS (MOTORIZE) | 2017 | Kramat Jati
E279 | E 279-PB2 | SCHNEIDER | PB | 2017 | Kramat Jati
KD54C | 0486.18.214 | EGA | PB | 2018 | Pondok Kopi
B163A | 1000.17.214 | EGA | PB | 2017 | Bandengan
B163 | 0058.16.212 | EGA | LBS 2 | 2016 | Bandengan
PB44 | W21-3-0017 | SCHNEIDER (SM 6) | LBS | 2012 | Pondok Kopi
PB44 | W21-3-0018 | SCHNEIDER (SM 6) | CBOM | 2012 | Pondok Kopi
B179 | CI-2019-W19-5-0015/2019 | SCHNEIDER SM6 | LBS MOTORIZED | 2019 | Bandengan
B179 | CI-2019-W22-2-0008/2019 | SCHNEIDER SM6 | PB 2 | 2019 | Bandengan
A65 | A 65- | ORMAZABAL | PB |  | Bandengan
DB2 | DB 2-01 | EGA | LBS |  | Bandengan
DB2 | DB 2-02 | EGA | LBS |  | Bandengan
DB2 | DB 2-03 | EGA | PB |  | Bandengan
DB17 | DB 17-01 | KIT 27,2 | LBS |  | Bandengan
DB17 | DB 17-03 | KIT 27,2 | PB |  | Bandengan
DB75 | DB 75-01 | SIEMENS | LBS |  | Bandengan
DB75 | DB 75-02 | SIEMENS | LBS |  | Bandengan
DB75 | DB 75-03 | SIEMENS | PB |  | Bandengan
MK314 | MK 314-02 | FLUOKIT M24 | LBS |  | Bandengan
B191N | B 191-2 | FLUOKIT M24+ | LBS |  | Bandengan
B313 | B 313-02-621026733 | F & G | LBS 2 |  | Bandengan
B313 | B 313-03-621026733 | F & G | PB |  | Bandengan
MK314 | MK 314-01 | EGA | LBS |  | Bandengan
MK314 | MK 314-03 | SCHNEIDER QM | PB |  | Bandengan
MK375 | MK 375-02 | EGA | LBS | 2015 | Bandengan
MK375 | MK 375-03 | EGA | LBS | 2015 | Bandengan
MK30 | MK 30-01 | EGA | LBS 1 |  | Bandengan
MK30 | MK 30-02 | EGA | LBS 2 |  | Bandengan
MB92 | MB 92-2129.13.B2/2013 | EGA | LBS 1 | 2013 | Bandengan
MB92 | MB 92-13.131/2013 | ABB | CBOM | 2013 | Bandengan
B152 | B 152-01 | SCHNEIDER | LBS MOTORIZED |  | Bandengan
B152 | B 152-03 | SCHNEIDER | PB |  | Bandengan
B108 | C1-2015-W34-4-0056 | SCHNEIDER SM6 | PB |  | Bandengan
MK47 | MK 47-01 | EGA | LBS | 1996 | Bandengan
MK47 | MK 47-02 | EGA | LBS | 1996 | Bandengan
MK47 | MK 47-03 | EGA | PB | 1996 | Bandengan
B114 | 9616212 | EGA | LBS |  | Bandengan
B114 | 906212 | EGA | LBS |  | Bandengan
B114 | W18100024 | SCHNEIDER | PB 1 |  | Bandengan
B99A | B 99A-01 | SCHNEIDER | LBS |  | Bandengan
B99A | B 99A-02 | EGA | LBS |  | Bandengan
B99A | B 99A-03 | EGA | LBS |  | Bandengan
B211 | B 211-01 | SCHNEIDER SM6 | LBS |  | Bandengan
B211 | B 211-02 | SCHNEIDER DM1 | CBOG |  | Bandengan
B211 | B 211-03 | SCHNEIDER QM | PB |  | Bandengan
MB35 | 2494.17.213/207 | EGA | LBS MOTORIZED | 2017 | Bandengan
CP388 | - | GAE | LBS |  | Ciputat
D264 | - | FLOUKIT M | PB |  | Menteng
D220 | - | FLOUKIT - M | PMT |  | Menteng
D220 | - | FLOUKIT - M | PMT |  | Menteng
D220 | - | FLOUKIT - M | B1 |  | Menteng
D327 | - | GAE | PMT |  | Menteng
D327 | - | GAE | PMT |  | Menteng
D327 | - | SCHNEIDER | PGC |  | Menteng
D41T | - | FLOUMATIC | PB |  | Menteng
D245 | - | MG VERCOR | PT |  | Menteng
B436P | B 436p - 02 | GAE | LBS 2 |  | Bandengan
A111 | A 111-03 | FLUOKIT M | PT |  | Bandengan
A111 | A 111-04 | FLUOKIT M | PGDB |  | Bandengan
A111 | A 111-05 | FLUOKIT M | B1 |  | Bandengan
K284 | K 284.1 | GAE | PMT |  | Menteng
K284 | K 284.2 | GAE | PMT |  | Menteng
K284 | K 284.3 | GAE | PGC |  | Menteng
B241 | CI-2018-W33-1-0042 | SCHNEIDER SM6 | LBS MANUAL | 2018 | Bandengan
MK79 | 1712251 | EGA | PGC |  | Bandengan
MK79 | CI 2018 W10 5 0035 | SCHNEIDER | PB |  | Bandengan
AB156 | AB 156-02 | FLOUKIT M | PGDB |  | Bandengan
AB156 | AB 156-03 | FLOUKIT M | LBS |  | Bandengan
AB156 | AB 156-04 | FLOUKIT M | PT |  | Bandengan
AB156 | AB 156-05 | FLOUKIT M | B1 |  | Bandengan
GD259P | 2190.13.BL | EGA | LBS |  | Ciracas
GD259P | 863.13.BF | EGA | PB |  | Ciracas
B302 | B 302-02 | MG VERCORS 6 | PT |  | Bandengan
B350 | B 350-01 | FLUOKIT M | PT |  | Bandengan
B350 | B 350-02 | FLUOKIT M | PGDB |  | Bandengan
TA56 | TA 56-01 | SCHNEIDER | LBS |  | Bandengan
A141 | A 141-01 | MG VERCOR | PGDB |  | Bandengan
B430 | B 430-01 | SCHNEIDER SM6 | CBO MP |  | Bandengan
B289 | B 289-01 | FLUKIT-M | B1 |  | Bandengan
B5G | 0174.16.214 | EGA | PB2 | 2016 | Bandengan
PK177 | - | EGA | LBS |  | Marunda
B411 | B 411-01 | MG SM 6 | PGC |  | Bandengan
AB59NEW | AB 59NEW | EGA | PT | 2021 | Bandengan
MK340 | MK 340-01 | KIT 27,3 | PT |  | Bandengan
AB194 | AB 194-01 | FLUOKIT M | PGDB |  | Bandengan
CKG124 | 3736.13BL/2013 | EGA | LBS MOT | 2013 | Cengkareng
CKG124 | 3735.13BL /2013 | EGA | LBS MOT | 2013 | Cengkareng
CKG124 | 1685.13BF | EGA | PB | 2013 | Cengkareng
GH0017 | GH 17 | MG VERCORS 6 | PMT |  | Cempaka Putih
GH0017 | GH 17 | FLUOKIT M ( M ) | PMT |  | Cempaka Putih
GH0017 | GH 17 | FLUOKIT M ( M ) | PMT |  | Cempaka Putih
GH0017 | GH 17 | FLUOKIT M ( M ) | PMT |  | Cempaka Putih
RM78P | 3213.13.BL | EGA | LBS | 2013 | Cempaka Putih
RM78P | 2325.13.BL | EGA | LBS | 2013 | Cempaka Putih
RM78P | 1536.13.BF | EGA | PB | 2013 | Cempaka Putih
D115B | D 115B | EGA | PB |  | Menteng
GH0097 | - | MERLIN GERLIN | METERING | - | Cengkareng
A141 | A 141-01 | MG VERCOR | LBS 1 |  | Bandengan
A141 | A 141-02 | MG VERCOR | LBS 2 |  | Bandengan
A141 | A 141-03 | MG VERCOR | PGC |  | Bandengan
T215 | 2 | FLUOKIT M | PMT |  | Menteng
T215 | 3 | FLUOKIT M | PT |  | Menteng
T215 | 4 | FLUOKIT M | PGC |  | Menteng
T303 | T303 | MG SM6 | CBO |  | Menteng
T303 | T303 | MG SM6 | CBO |  | Menteng
T303 | T303 | SCHNEIDER | LBS |  | Menteng
T303 | T303 | SCHNEIDER | LBS |  | Menteng
T303 | T303 | MG SM6 | CBO |  | Menteng
T302 | T302 | SCHNEIDER | LBS |  | Menteng
T302 | T302 | MG SM6 | CBO |  | Menteng
RG135 | RG 135 | SCHNEIDER | LBS-3 |  | Lenteng Agung
A151 | A 151-01 | SCHNEIDER | LBS 1 |  | Bandengan
A151 | A 151-02 | SCHNEIDER | LBS 2 |  | Bandengan
A151 | A 151-03 | SCHNEIDER | PGC |  | Bandengan
E32C | 86413 BF | EGA | PB | 2013 | Ciracas
E32C | 2653.17.213 | EGA | LBS | 2017 | Ciracas
E32C | 2657.17.213 | EGA | LBS | 2017 | Ciracas
E32C | CI.2019.W39.4.0047 | SCHNEIDER SM6 | PB | 2019 | Ciracas
A49 | A 49-01 | SCHNEIDER | LBS 1 |  | Bandengan
A49 | A 49-02 | SCHNEIDER | LBS 2 |  | Bandengan
A49 | A 49-03 | SCHNEIDER | PGC |  | Bandengan
A72 | A 72-01 | CONTACT PLASMA | LBS |  | Bandengan
A72 | A 72-04 | FLOUKIT M | PGDB |  | Bandengan
A72 | A 72-05 | FLOUKIT M | B1 |  | Bandengan
AB154 | A 154-01 | FLOUKIT M | LBS |  | Bandengan
AB154 | A 154-02 | FLOUKIT M | LBS |  | Bandengan
AB154 | A 154-03 | FLOUKIT M | PT |  | Bandengan
AB154 | A 154-04 | FLOUKIT M | PGDB |  | Bandengan
AB154 | A 154-05 | FLOUKIT M | PB |  | Bandengan
RG13 | RG 13 | SCHNEIDER | PB-1 |  | Lenteng Agung
MK142 | 13.02500-PB2 MK142 | ABB | PB |  | Bandengan
PL38 | 136813BL | EGA | LBS | 2013 | Pondok Kopi
PL38 | 3268.13.BL | EGA | LBS | 2013 | Pondok Kopi
PL38 | 1304.13.BL | EGA | PB | 2013 | Pondok Kopi
PL219 | 0034.16.213 | EGA | LBS | 2016 | Pondok Kopi
PL34 | 502308268/1001-019 | ABB | LBS | 2018 | Pondok Kopi
MK96 | W29-40058-MK96 | SCHNEIDER | PB |  | Bandengan
KD88 | 1669.17.234 | EGA | CBOM |  | Pondok Kopi
KD88 | CI-2012-W42-2-0034 | SCHNEIDER SM6 | LBS |  | Pondok Kopi
E93 | CI.2016.W45.7.0002 | SM6 | PB |  | Pondok Kopi
CKG117 | 131259 | ABB | LBS MOT | 2013 | Cengkareng
CKG120 | 1848.13BF | EGA | PB | 2013 | Cengkareng
CKG121 | 1833.13BL | EGA | PB | 2013 | Cengkareng
CKG121 | 1842.13BF | EGA | PB | 2013 | Cengkareng
CP286 | - | GAE | LBS |  | Ciputat
CKG122 | 2713.13BL | EGA | PMT | 2013 | Cengkareng
CKG123 | 1328.13BF | EGA | PB | 2013 | Cengkareng
CP399 | - | SCHNEIDER | LBS |  | Ciputat
KS54 | 357081182 | SCHNEIDER | CBOM |  | Menteng
GH0306 | - | FLOUKIT - M | PMT |  | Menteng
GH0306 | - | FLOUKIT - M | PMT |  | Menteng
GH0306 | - | FLOUKIT - M | PMT |  | Menteng
D265 | - | MG SM6 | PMT |  | Menteng
D265 | - | MG SM6 | B1 |  | Menteng
TT22 | - | SCHNEIDER | CBOM |  | Menteng
AB8K | AB 8K_03 | F & G | PB |  | Bandengan
KD58 | CI-2019-W30-3-0024 | SCHNEIDER | LBS |  | Pondok Kopi
KD58 | CI-2019-W27-4-0021 | SCHNEIDER | PB |  | Pondok Kopi
KD58 | CI-2019-W30-5-0080 | SCHNEIDER | CBOM |  | Pondok Kopi
PL219 | 0002.16.212 | EGA | LBS | 2016 | Pondok Kopi
RG22 | EJ057 | ABB RC5 SYSTEM | LBS-1 |  | Lenteng Agung
PM136 | IDABB418100962/2018 | ABB | LBS-1 | 2018 | Lenteng Agung
RG22 | EJ058 | ABB RC5 SYSTEM | LBS-2 |  | Lenteng Agung
RG19 | RG 19 | SCHENEIDER | LBS-2 |  | Lenteng Agung
PM140 | PM 140 | SCHENEIDER | LBS-2 |  | Lenteng Agung
RG171 | RG 171 | EGA | LBS-1 |  | Lenteng Agung
RG171 | RG 171 | EGA | PB-1 |  | Lenteng Agung
RG170 | RG 170 | ABB UNISWITCH | PB-1 |  | Lenteng Agung
RG170 | RG 170 | ABB UNISWITCH | LBS-2 |  | Lenteng Agung
PM141 | T73005085334-0213 | SIEMENS | CBOG-1 | 2017 | Lenteng Agung
RG168 | RG 168 | SCHNEIDER | LBS-2 |  | Lenteng Agung
PM143SS | PM 143 | EGA | LBS-1 |  | Lenteng Agung
RG167 | RG 167 | GAE GLS | LBS-2 |  | Lenteng Agung
PM143SS | PM 143 | EGA | LBS-2 |  | Lenteng Agung
RG167 | RG 167 | GAE GLS | PB-1 |  | Lenteng Agung
RG71 | CV 790809-0150/001 | SIEMENS | PB-1 | 2009 | Lenteng Agung
PM148 | PM 148 | SCHNEIDER | LBS-2 |  | Lenteng Agung
RG159 | RG 159 | ABB SAFEPLUS | LBS-2 |  | Lenteng Agung
PM149A | PM 149A | FLUOKIT M BIRU | LBS-2 |  | Lenteng Agung
RG153 | RG 153 | SCHNEIDER RM6 | PB-1 |  | Lenteng Agung
RG15 | RG 15 | SIEMENS | PB-1 |  | Lenteng Agung
CD4 | CD4 | FLUOKIT M | LBS |  | Bintaro
BT86 | BT86 | FLUKIT M | PB |  | Bintaro
BK94 | 0144.15.209 | EGA | LBS | 2015 | Marunda
BT152 | BT152 | C.PLASMA | LBS |  | Bintaro
BT152 | BT152 | C.PLASMA | LBS |  | Bintaro
CD315 | CD315 | ABB | LBS |  | Bintaro
CD32 | CD32 | ABB | LBS |  | Bintaro
CD204 | CD204 | FLOUKIT M C10 | LBS |  | Bintaro
CD204 | CD204 | SIEMENS ( RMU ) | PB |  | Bintaro
P96 | W.46.4.0007 | SCHNEIDER | CBO JAR | 2017 | Menteng
CP29D | - | MERLIN GERIN | LBS |  | Ciputat
E112 | 1525.13.BF | EGA | PB | 2013 | Ciracas
GH0143 | GH 143-PUSPA | SCHNEIDER SM 6 | LBS |  | Bandengan
GH0143 | GH 143-PATIN | SCHNEIDER SM 6 | LBS |  | Bandengan
GH0143 | GH 143 - | SCHNEIDER SM 6 | LBS |  | Bandengan
B25BIS | B 25BIS-04 | SIEMENS | PB-02 |  | Bandengan
MK100 | MK 100-015 | FLOUKIT M | PB |  | Bandengan
CP453 | 0225.14.209 | EGA | LBS | 2014 | Ciputat
CP453 | 0261.14.211 | EGA | PB | 2014 | Ciputat
TA2 | TA 2-04 | FLOUKIT M | PB 2 |  | Bandengan
GH0214 | GH 214 - GI ANCOL | FLOUKIT M | LBS |  | Bandengan
B66N | B 66N-PB2 | ABB UNISWITCH | PB 2 |  | Bandengan
SD53A | 1956 | KIT 25 | PB TRAFO |  | Tanjung Priok
CP240 | - | SIEMENS | LBS |  | Ciputat
CP240 | - | SIEMENS | PB |  | Ciputat
CP346 | 23480/102/11/01/E6/2011 | GAE | LBS | 2011 | Ciputat
CP346 | SN C1-2014-1011-5-0049 | SCHNEIDER | CBO | 2014 | Ciputat
CD337 | CD131 | EGA | LBS | 2013 | Bintaro
CD337 | CD215 | EGA | LBS | 2013 | Bintaro
CD337 | CD337 | EGA | PB | 2013 | Bintaro
AB247P | AB 247-02 | MERLIN GERIN | LBS |  | Bandengan
AB247P | AB 247-03 | MERLIN GERIN | PB |  | Bandengan
PL170 | 1191.21.213 | EGA | LBS | 2021 | Pondok Kopi
PL170 | 894.13.BF | EGA | PB |  | Pondok Kopi
B158 | B 158-005.21.214 | EGA | PB1 | 2020 | Bandengan
JS212 | 2738.13 | EGA | LBS | 2013 | Pondok Gede
GH0131 | GH 131_03 JF6 9117155 | SCHNEIDER | LBS |  | Bandengan
GH0131 | GH 131_05 AB 114 9217455 | SCHNEIDER | LBS |  | Bandengan
GH0131 | GH 131_07 AB 206 23813 | SCHNEIDER | LBS |  | Bandengan
CP350 | - | FLUOKIT - M | PB |  | Ciputat
KD209P | 1387.18.213 | EGA | LBS | 2018 | Pondok Kopi
PL158 | 12.873 | ABB | TRAFO |  | Pondok Kopi
PL158 | 25297/107/11/01/E6 | GAE | LBS |  | Pondok Kopi
RG164 | RG 164 | ABB Uniswitch | PB-1 |  | Lenteng Agung
PB47 | CI-2014-W06-5-0040 | EGA | LBS | 2014 | Pondok Kopi
MK223 | 02-MK 223 | EGA | LBS MOTORIZED |  | Bandengan
MK223 | 03-MK 223 | EGA | PB |  | Bandengan
AB271 | AB 271-02 13088959 | EGA | LBS 2 |  | Bandengan
AB271 | AB 271-03 | SCHNEIDER | PGC | 2013 | Bandengan
CKG72 | 495.12.BL | EGA | LBS | 2012 | Cengkareng
B305 | 1408.172.14 | EGA | PB | 2017 | Bandengan
A123 | A 123-01 | MG VERCOR 6 | LBS 1 |  | Bandengan
A123 | A 123-03 | MG VERCOR 6 | PB TRAFO |  | Bandengan
CP278 | - | SCHNEIDER | LBS |  | Ciputat
B323 | B 323-16 | MG SM6 | KOPEL |  | Bandengan
MK469 | MK 469-3 | EGA | LBS |  | Bandengan
GH0014 | - | MG SM6 | PMT |  | Menteng
GH0014 | - | KIT 27,2 | PMT |  | Menteng
GH0014 | - | FLOUKIT - M | PMT |  | Menteng
GH0014 | - | FLOUKIT - M | PMT |  | Menteng
GH0014 | - | FLOUKIT - M | PMT |  | Menteng
GH0014 | - | FLOUKIT - M | PMT |  | Menteng
GH0014 | - | FLOUKIT - M | PMT |  | Menteng
GH0014 | - | FLOUKIT - M | PMT |  | Menteng
GH0014 | - | MG SM6 | PMT |  | Menteng
T357 | SN CI 2012-W29-1-0030 | SCHNEIDER S M6 | PMT | 2012 | Menteng
T357 | SN CI 2012-W29-2-0018 | SCHNEIDER SM6 | PMT | 2012 | Menteng
T357 | SN CI 2012-W29-4-0029 | SCHNEIDER SM6 | CBOM | 2012 | Menteng
A146 | A 146-01 | SCHNEIDER SM-6 | LBS MANUAL | 2017 | Bandengan
A146 | A 146-02 | SCHNEIDER SM-6 | CBO RC | 2017 | Bandengan
A146 | A 146-03 | SCHNEIDER SM-6 | PB | 2017 | Bandengan
B58F | B 58F-01 | FLUOKIT M | LBS 1 |  | Bandengan
B58F | B 58F-02 | FLUOKIT M | LBS 2 |  | Bandengan
B58F | B 58F-03 | FLUOKIT M | PB |  | Bandengan
A149 | A 149-01 | ABB SAFEPLUS | LBS 1 |  | Bandengan
CN74 | - | SCHNEIDER | PB |  | Ciputat
CB96 | 12.15 | ABBUniswitch | LBS | 2012 | Ciracas
MK189 | W47.2.0022 | SCHNEIDER | LBS 1 |  | Bandengan
A161G | 2 | EGA | LBS 2 |  | Bandengan
RG80 | 46319213 | EGA | PB-1 | 2019 | Lenteng Agung
KD132 | 9922S096 | F&G | LBS |  | Pondok Kopi
JW60 | 13.0245 | ABB UNISWITCH | PB | 2013 | Pondok Gede
T40A | 1126.17.212 | EGA | PB |  | Menteng
TD448 | - | GAE | CBOM |  | Ciputat
KJ342 | 2708.13 BL | EGA | LBS MOTORIZED | 2013 | Kebon Jeruk
KJ342 | 3413.13 BL | EGA | LBS | 2013 | Kebon Jeruk
KJ342 | 1312.13 BF | EGA | PB | 2013 | Kebon Jeruk
KD122 | Ci2018w0510011 | SCHNEIDER | PB | 2018 | Pondok Kopi
KD122 | Ci2017w4650020 | SCHNEIDER | LBS | 2017 | Pondok Kopi
KD122 | C12017w4020049 | SCHNEIDER | LBS | 2017 | Pondok Kopi
PGL20 | 1404.13.BL | EGA | LBS | 2013 | Pondok Kopi
PGL20 | 734.13.BF | EGA | PB | 2013 | Pondok Kopi
CP216 | - | UNINDO | LBS |  | Ciputat
MK184 | PB-MK184 | EGA | PB |  | Bandengan
CP342 | - | GAE | LBS |  | Ciputat
CP342 | - | GAE | LBS |  | Ciputat
CP342 | - | GAE | PB |  | Ciputat
TD145 | C12016-W26-3-0054 | SCHNEIDER | LBS CBO | 2016 | Ciputat
TD145 | C1-2016-109-3-0001 | SCHNEIDER | PB | 2016 | Ciputat
TD35 | 1302438 | ABB | PB | 2013 | Ciputat
A97 | A 97-01 | FLOUKIT-M | B1 |  | Bandengan
A97 | A 97-04 | FLOUKIT-M | LBS |  | Bandengan
DB73 | DB 73-03 | SIEMENS | PB |  | Bandengan
MK380 | IVZN230485M0020 | ABB UNISWITCH | LBS | 2000 | Bandengan
MK380 | MK 380-03-569 | FLUOKIT M24 | PGDB |  | Bandengan
KL22I | KL22I | KIT25 | LBS |  | Bintaro
KL22I | KL22I | KIT 27.2 | PB |  | Bintaro
RG45N | RG 45N | EGA | LBS-1 |  | Lenteng Agung
CD232 | CD232 | AREVA ( RMU ) | LBS |  | Bintaro
RG45N | RG 45N | FLUOKIT M | PB-2 |  | Lenteng Agung
S121 | S 121 - PT | SCHNEIDER SM6 | PGDB |  | Cempaka Putih
PM195 | PM 195 | EGA | LBS-1 |  | Lenteng Agung
PM195 | PM 195 | EGA | LBS-2 |  | Lenteng Agung
PM196 | PM 196 | GAE | LBS-1 |  | Lenteng Agung
PM196 | PM 196 | GAE | LBS-2 |  | Lenteng Agung
CD232 | CD232 | AREVA ( RMU ) | LBS |  | Bintaro
A70 | A 70-01 | KIT 27,2 | LBS 1 |  | Bandengan
A70 | A 70-03 | FLOUKIT M | PGC 1 |  | Bandengan
CKG65 | 26662/015/12/01/EG | GAE | PMT | 2012 | Cengkareng
B177 | B 177-01 | KIT 27,2 | PB 1 |  | Bandengan
B177 | B 177-02 | KIT 27,2 | PB 2 |  | Bandengan
B177 | B 177-03 | FLOUKIT M | LBS 1 |  | Bandengan
B177 | B 177-05 | KIT 25 | PT |  | Bandengan
A56 | A 56-01 | EGA | LBS 1 |  | Bandengan
A56 | A 56-02 | EGA | LBS 2 |  | Bandengan
GH0037 | 1509143 | EGA | LBS MOT | 2016 | Cengkareng
GH0219 | 210053 | SCHENEIDER | LBS MOT | 2018 | Cengkareng
GH0037 | 1509191 | EGA | LBS MOT | 2016 | Cengkareng
GH0037 | 2405-19 | ULUSOY | LBS MOT | 2019 | Cengkareng
GH0037 | 25379 | GAE | LBS ARS |  | Cengkareng
GH0037 | 23718 | EGA | LBS ARS | 2016 | Cengkareng
GH0037 | 1509195 | EGA | LBS MOT | 2016 | Cengkareng
GH0037 | - | EGA | LBS MOT | 2016 | Cengkareng
GH0037 | 1509254 | EGA | LBS MOT | 2016 | Cengkareng
GH0037 | 1509151 | EGA | LBS MOT | 2016 | Cengkareng
GH0037 | 1509276 | EGA | LBS MOT | 2016 | Cengkareng
PG430 | PG 430 | ORMAZABAL | PGC |  | Cempaka Putih
B21N | B 21N - 01 EJ 193 | MERLIN GERIN SM 6 | LBS |  | Bandengan
B21N | B 21N - 02 EJ 179 | EGA | LBS |  | Bandengan
KD209P | 1470.18.214 | EGA | PB | 2018 | Pondok Kopi
PL158 | 26934/075/12/01/E6 | GAE | LBS |  | Pondok Kopi
E164A | CI-2020-W20-1-0036 | SCHNEIDER | LBS |  | Pondok Kopi
E164 | 1854.16.213 | EGA | LBS | 2016 | Pondok Kopi
E164 | 0103.17.214 | EGA | PB | 2017 | Pondok Kopi
KG152 | - | EGA | PB TRAFO |  | Tanjung Priok
KG152 | - | EGA | PB TRAFO |  | Tanjung Priok
PB34 | 1302459 | ABB | PB | 2013 | Pondok Kopi
MK203 | 05-MK 203 | EGA | PB |  | Bandengan
PGL28 | 1239S209 | SM6 | LBS MOTORIZE | 2013 | Pondok Kopi
PL137 | 500411660/7021-26 | ABB SAFEPLUS | PB |  | Pondok Kopi
PGL18 | CI-2012-W27-4-0023 | SCHNEIDER | LBS | 2012 | Pondok Kopi
BK185 | - | EGA | PB TRAFO | 2013 | Marunda
CP121 | - | UNINDO | PB |  | Ciputat
BDU8 | BDU8-01 | SCHNEIDER | LBS1 | 2013 | Bandengan
RG114 | RG 114 | FLUOKIT M | PGDB-1 |  | Lenteng Agung
GD237 | 500411660/7021.03 | ABB | PB | 2011 | Ciracas
PL191 | 3076.13.BL | EGA | LBS | 2013 | Pondok Kopi
TD468 | C1.2013.W34-6-0012 | SCHNEIDER | LBS | 2013 | Ciputat
TD468 | 1635.13.BF | EGA | PB | 2013 | Ciputat
MB88 | MB 88-131520 | ABB UNISWITCH | LBS |  | Bandengan
MB88 | MB 88-131928 | ABB UNISWITCH | CBOM |  | Bandengan
KD77N | 0832.18.212 | EGA | LBS | 2018 | Pondok Kopi
KD77N | 1494.18.213 | EGA | LBS | 2018 | Pondok Kopi
D347 | 62271-200 | Schneider SM6 | LBS | 2019 | Menteng
D347 | 62271-100 | Schneider SM6 | CBO | 2019 | Menteng
MK317 | MK 317-03 | ORMAZABAL | PB |  | Bandengan
B390 | CI-2018-W32-4-0020 | SCHNEIDER SM6 | LBS MANUAL | 2018 | Bandengan
B283 | B 283-0155.21.234 | EGA | CBOM |  | Bandengan
B283 | B 283-04-9141800 | EGA | PGDB |  | Bandengan
B17H | B 17H-01 | EGA | LBS MANUAL |  | Bandengan
B17H | B 17H-03 | SIEMENS | PB 1 |  | Bandengan
B17H | B 17H-04 | SIEMENS | PB 2 |  | Bandengan
B17H | B 17H-05 | ABB BC5 | PB 3 |  | Bandengan
B268 | 1326-20 | ULUSOY | LBS 1 | 2021 | Bandengan
B268 | 0669-20 | ULUSOY | LBS 2 | 2020 | Bandengan
B391 | B 391-01 | MG SM6 | LBS 1 |  | Bandengan
B391 | B 391-02 | MG SM6 | LBS 2 |  | Bandengan
B391 | B 391-03 | MG SM6 | PB |  | Bandengan
B140 | B 140-01 | ORMAZABAL | LBS 1 |  | Bandengan
B140 | B 140-03 | ORMAZABAL | PB |  | Bandengan
B320 | B 320-02 | ORMAZABAL | LBS 2 |  | Bandengan
B320 | B 320-03 | ORMAZABAL | PT |  | Bandengan
B320 | B 320-04 | ORMAZABAL | PGDB |  | Bandengan
MK129 | 5686 | FLUOKIT M | LBS |  | Bandengan
MK129 | 12.1268 | ABB | PB |  | Bandengan
PL188 | 2725.13.BL | EGA | LBS | 2013 | Pondok Kopi
PL188 | 3324.13.BL | EGA | LBS | 2013 | Pondok Kopi
KDR191 | 1087.13BF | EGA | PB | 2013 | Cengkareng
KDR191 | 3314.13BL | EGA | LBS | 2013 | Cengkareng
B438P | B 438P-01 | MG VERCORS | LBS 1 |  | Bandengan
B438P | B 438P-03 | MG VERCORS | PB |  | Bandengan
B78G | B 78G-01-783 | FLOUKIT M | LBS 1 |  | Bandengan
B78G | B 78G-02-4525 | FLOUKIT M | LBS 2 |  | Bandengan
B78G | B 78G-03-4517 | FLOUKIT M | PB |  | Bandengan
B155 | B 155-02-4428 | ORMAZABAL | LBS 2 |  | Bandengan
B155 | B 155-03 | ORMAZABAL | PT |  | Bandengan
DB30 | 1168.17.214 | EGA | LBS |  | Bandengan
DB30 | 2225.17.213 | EGA | LBS |  | Bandengan
DB30 | 0486.17.212 | EGA | PB |  | Bandengan
MK439 | MK 439-02-20313 | GAE | LBS 2 |  | Bandengan
B310 | B 310-01 | ORMAZABAL | LBS 1 |  | Bandengan
B310 | B 310-02 | ORMAZABAL | LBS 2 |  | Bandengan
B310 | B 310-03 | ORMAZABAL | PB |  | Bandengan
TA30 | TA 30-01 | SCHNEIDER | LBS |  | Bandengan
TA30 | TA 30-02 | SCHNEIDER | LBS |  | Bandengan
CNK14 | - | GAE | PB |  | Ciputat
MB35 | 1968.18.213/2018 | EGA | LBS MOTORIZED | 2018 | Bandengan
MB35 | 0159.19.214 | EGA | PB | 2019 | Bandengan
B314 | B 314-02 | FLOUKIT M | LBS 2 |  | Bandengan
AB272 | CI-2014-W05-3-0028 | SCHNEIDER SM6 | CBOM | 2014 | Bandengan
B314 | B 314-01-1486 | FLOUKIT M | LBS 1 |  | Bandengan
B21N | B 21N - 03 EJ 194 | EGA | PB |  | Bandengan
B21N | B 21N - 04 EJ 181 | EGA | PB |  | Bandengan
CKG78 | 123456 | ABB | LBS |  | Cengkareng
CKG78 | 123456 | ABB | LBS |  | Cengkareng
CKG78 | 123456 | SCHNEIDER | PGC |  | Cengkareng
B351 | B 351 - 01 19987 | GAE | LBS 1 |  | Bandengan
B351 | B 351 - 02 19889 | SCHNEIDER | LBS 2 |  | Bandengan
B351 | B 351 - 03 | FLOUKIT-M | PT |  | Bandengan
B351 | B 351 - 04 1705 | FLOUKIT-M | PGDB |  | Bandengan
B351 | B 351 - 05 1863 | FLOUKIT-M | B1 |  | Bandengan
B351 | B 351 - 06 19771 | GAE | PB |  | Bandengan
JR118P | CI-2021-W39-4-1401 | Schneider RM 6 | LBS Mot | 2021 | Pondok Gede
JR118P | CI-2016-W50-3-1402 | Schneider RM 6 | LBS Mot | 2016 | Pondok Gede
JR118P | CI-2021-33-4-1404 | Schneider RM6 | PB | 2021 | Pondok Gede
T300 | 6 | MERLIN GERIN | PGC |  | Menteng
GD356 | 28234/119/12/01/E6 | GAE | LBS |  | Ciracas
CB93P | 1550.18.213 | EGA | LBS | 2018 | Ciracas
RG95P | 15455113 | ORMAZABAL | LBS-2 |  | Lenteng Agung
JR77 | CV.728164/TJ02 | SIEMENS | PB |  | Ciracas
B444P | B 444P - 2743.13BL | EGA | PMT | 2013 | Bandengan
B444P | B 444P - 1679.13 BL | EGA | PB | 2013 | Bandengan
B385 | B 385 - LBS1 19400 | GAE | LBS | 2004 | Bandengan
GH0312 | GH 312 | FLUOKIT M | PMT |  | Cempaka Putih
GH0017 | GH 17 | MG SM6 MOTORIZE | PMT |  | Cempaka Putih
GH0017 | GH 17 | FLUOKIT M ( M ) | PMT |  | Cempaka Putih
GH0017 | GH 17 | FLUOKIT M ( M ) | PMT |  | Cempaka Putih
GH0017 | GH 17 | FLUOKIT M ( M ) | PMT |  | Cempaka Putih
GH0017 | GH 17 | FLUOKIT M ( M ) | PMT |  | Cempaka Putih
B279 | B 279-01 | EGA | PB2 |  | Bandengan
B43C | CI-2018-W05-1-0005 | SCHNEIDER SM 6 | PB 2 | 2018 | Bandengan
MK358 | MK 358-LBS-03 | ABB UNISWICTH | PB 1 |  | Bandengan
PB35 | SB-2011-W16-4-0067 | SCHNEIDER (RM 6) | LBS | 2011 | Pondok Kopi
PB35 | SB-2011-W21-3-0054 | SCHNEIDER (RM 6) | PB | 2011 | Pondok Kopi
PL123 | 4173 | UNINDO | PB | 2010 | Pondok Kopi
CP271 | - | MG | LBS |  | Ciputat
CP271 | 0152.19.213 | EGA | LBS | 2019 | Ciputat
CP271 | 0262.19.214 | EGA | PB TRAFO | 2019 | Ciputat
MK13 | 10532 | FLUOKIT M | LBS 1 |  | Bandengan
CB110 | 13.0227 | ABB UNISWITCH | LBS | 2013 | Ciracas
PL121 | BELUM ADA | MERLIN GERIN SM6 | LBS |  | Pondok Kopi
PL121 | BELUM ADA | MERLIN GERIN SM6 | PB |  | Pondok Kopi
PL122 | CI-2016-w35-3-0055 | SCHNEIDER | LBS | 2016 | Pondok Kopi
DB56 | DB 56 | FLUOKIT M | LBS |  | Bandengan
DB56 | DB 56 | FLUOKIT M | LBS |  | Bandengan
B111 | B 111 | FLUOKIT M24 | LBS |  | Bandengan
B111 | B 111 | MERLIN GERIN QM | PB |  | Bandengan
DB62 | DB 62 | EGA | PB |  | Bandengan
DB62 | DB 62 | EGA | LBS |  | Bandengan
DB62 | DB 62 | EGA | PB |  | Bandengan
PB38 | BELUM ADA | ABB | PB |  | Pondok Kopi
PGL7 | 0873.17.216 | EGA | LBS | 2017 | Pondok Kopi
AB241 | AB 241-01 | FLUOKIT-M | LBS |  | Bandengan
PG409 | 1723 | FLOUKIT M+ | PBTRAFO | 2008 | Pondok Kopi
PG250 | 0251.21.213 | EGA | LBS | 2021 | Pondok Kopi
PG250 | C1-2018-W04-5-0002 | SCHNEIDER | PB | 2018 | Pondok Kopi
PL86 | ..... | ABB SAFEPLUS | PB |  | Pondok Kopi
CB112P | 2828.13BL | EGA | LBS | 2013 | Ciracas
CB112P | 1171.13.BF | EGA | PB | 2013 | Ciracas
E103A | 309 | SIEMENS | PB | 2017 | Pondok Kopi
E152 | CV 06-5144/009 | SIEMENS | LBS | 1993 | Pondok Kopi
E175 | 0496.15.209 | EGA | LBS | 2015 | Pondok Kopi
MK406 | MK 406 | ORMAZABAL | PB |  | Bandengan
GH0208 | 25148/105/11/01/EG | GAE | LBS |  | Tanjung Priok
RG117P | RG 117P | ORMAZABAL | LBS-2 |  | Lenteng Agung
CP44 | CP44 | GAE | LBS |  | Bintaro
CP44 | CP44 | GAE | LBS |  | Bintaro
RG115P | CV 744738-00020/016 | SIEMENS | LBS-1 | 2005 | Lenteng Agung
BT208 | BT208 | SCHNEIDER | LBS |  | Bintaro
MKS2 | MKS2-1730050526830147 | SIEMENS | PB TRAFO | 2017 | Kramat Jati
RG115P | CV-753688-000021/005 | SIEMENS | PB-1 | 2005 | Lenteng Agung
BT58 | BT58 | F & G | LBS |  | Bintaro
PG63 | IV2N230485MOO35 | EGA | LBS |  | Pondok Kopi
PM294 | PM 294 | SCHNEIDER | PGDB-1 |  | Lenteng Agung
PG396 | ..... | EGA | LBS | 2017 | Pondok Kopi
RG109 | RG 109 | FLUOKIT M | PT-1 |  | Lenteng Agung
BT57 | BT57 | ABB | LBS |  | Bintaro
BT57 | BT57 | ABB | PB |  | Bintaro
PG396 | 22357/032 | GAE | PB | 2010 | Pondok Kopi
CD42B | CD42B | ABB | LBS |  | Bintaro
PM301 | PM 301 | FLUOKIT M | PT-1 |  | Lenteng Agung
KJ402 | KJ402 - 1590.17.212 | EGA | LBS MANUAL | 2017 | Kebon Jeruk
E375 | E387-171.12.BF | GAE | PB | 2012 | Kramat Jati
MB67 | MB 67-03 | MERLIN GERIN | PGC |  | Bandengan
CP232 | - | GAE | LBS |  | Ciputat
CP232 | - | SIEMENS | PB |  | Ciputat
CP256 | - | GAE | LBS |  | Ciputat
CP256 | - | GAE | LBS |  | Ciputat
CP256 | - | SCHNEIDER | PB |  | Ciputat
KS73 | 133121002 | GAE | PMT |  | Menteng
KS73 | 133121003 | SCHNEIDER | PGC |  | Menteng
CP289 | - | UNINDO | LBS |  | Ciputat
CP289 | - | UNINDO | LBS |  | Ciputat
CP289 | - | UNINDO | PB |  | Ciputat
MK233 | 012319 214-PB-MK233 | EGA | PB |  | Bandengan
MK233 | SM1042217CI-PGC-MK233 | SCHNEIDER | PGC |  | Bandengan
AB176 | AB 176-01 | FLOUKIT M | LBS 1 |  | Bandengan
AB176 | AB 176-05 | FLOUKIT M | PGDB |  | Bandengan
MK117 | 1776 | FLUOKIT M24 | PGDB | 1996 | Bandengan
MK117 | 1115 | FLUOKIT M24 | B1 | 1996 | Bandengan
MK78 | MK 78-PB | EGA | PB |  | Bandengan
AB171 | AB 171-04 | FLUOKIT M24 | PGC |  | Bandengan
CP377 | - | GAE | LBS |  | Ciputat
CP377 | - | GAE | PB |  | Ciputat
GD151 | 7521214 | EGA | PB | 2021 | Ciracas
CKG118 | 2775.13BL | EGA | LBS MOT | 2013 | Cengkareng
CKG118 | 2763.13BL | EGA | LBS | 2013 | Cengkareng
CKG118 | 1324.13BF | EGA | PB2 | 2013 | Cengkareng
CKG118 | 11710.13BF | EGA | PB1 | 2013 | Cengkareng
T378 | WC610034 | SCHNEIDER | PMT | 2014 | Menteng
T378 | WC610036 | SCHNEIDER | PMT | 2014 | Menteng
T378 | W1320032 | SCHNEIDER | CBOM | 2014 | Menteng
B117 | B 117 - 02 | SCHNEIDER | LBS 1 |  | Bandengan
B117 | B 117 - 1 | FLOUMATIC | PB TRAFO |  | Bandengan
B117 | B 177 - 03 | SCHNEIDER | LBS 2 |  | Bandengan
B117 | B 117 -05 | SCHNEIDER | PGC |  | Bandengan
A120 | A 120-04 | FLUOKIT M | PB 1 |  | Bandengan
AB84 | AB 84-08 | EGA | PT |  | Bandengan
A120 | A 120-05 | FLUOKIT M | PB 2 |  | Bandengan
AB84 | AB-84-06 | MG SM6 | LBS |  | Bandengan
AB84 | AB 84-07 | EGA | LBS |  | Bandengan
AB84 | AB 84-09 | EGA | PGC |  | Bandengan
AB84 | AB 84-10 | EGA | B1 |  | Bandengan
CKG126 | 3750.13BL | EGA | PMT | 2013 | Cengkareng
JS223 | 2322.13BL | EGA | LBS | 2013 | Pondok Gede
JS223 | 3289.13BL | EGA | LBS | 2013 | Pondok Gede
JS223 | 1576.13BF | EGA | PB | 2013 | Pondok Gede
BT152 | BT152 | SIEMAN | PB |  | Bintaro
BT199 | BT199 | SCHNEIDER | LBS |  | Bintaro
BT199 | BT199 | SCHNEIDER | LBS |  | Bintaro
BT199 | BT199 | SCHNEIDER | PB |  | Bintaro
BT166 | BT166 | MG | LBS |  | Bintaro
KCP1 | C1.2014.W05-4-0027 | SCHNEIDER SM6 | PB | 2014 | Cempaka Putih
KJ114 | 1625-13BF | EGA | PB | 2013 | Kebon Jeruk
CP367 | - | GAE | LBS |  | Ciputat
CP367 | - | GAE | LBS |  | Ciputat
CP367 | - | GAE | PB |  | Ciputat
CP363 | - | GAE | LBS |  | Ciputat
CP363 | - | GAE | PB |  | Ciputat
B322 | B 322-01 | EGA | LBS 1 |  | Bandengan
B322 | B 322-02 | EGA | LBS 2 |  | Bandengan
B322 | B 322-03 | SCHNEIDER | PB |  | Bandengan
B330 | B 330-01 | SCHNEIDER | LBS 1 |  | Bandengan
B330 | B 330-02 | FLOUKIT M | LBS 2 |  | Bandengan
B330 | B 330-03 | FLOUKIT M | PB |  | Bandengan
A106 | A 106-01 | FLOUKIT M | LBS 1 |  | Bandengan
A106 | A 106-02 | FLOUKIT M | LBS 2 |  | Bandengan
CP210 | - | ABB | LBS |  | Ciputat
AB138 | A 138-01 | GAE | LBS |  | Bandengan
CP210 | - | ABB | LBS |  | Ciputat
A138 | A 138-02 | SCHNEIDER SM-6 | LBS 2 MOTORIZED | 2017 | Bandengan
A138 | A 138-03 | GAE | PB |  | Bandengan
CP210 | - | ABB | PB |  | Ciputat
B3G | B 3G-01 | SCHNEIDER RM 6 | LBS 1 |  | Bandengan
B3G | B 3G-03 | SCHNEIDER RM 6 | PB |  | Bandengan
A138 | A 138-01 | GAE | LBS 1 |  | Bandengan
B58A | B 58A-01 | FLUKIT M | LBS 1 |  | Bandengan
B58A | B 58A-02 | FLUKIT M | LBS 2 |  | Bandengan
PG128 | BELUM ADA | FLOUMATIC | PB |  | Pondok Kopi
PG128 | BELUM ADA | DAB | LBS |  | Pondok Kopi
PG128 | 359 | FLUKIT M | CBOM |  | Pondok Kopi
MK485 | MK 485-01-1110 | ABB | LBS 1 | 2013 | Bandengan
CD339 | 13.0974 | ABB | PB | 2013 | Bintaro
E146 | 0202.17.212 | EGA | LBS | 2017 | Pondok Kopi
BT308 | 13-02497 | ABB | PB | 2013 | Bintaro
CP323 | - | GAE | PB |  | Ciputat
CP38P | - | ABB | LBS |  | Ciputat
PM289 | PM 289 | EGA | CBOG-1 |  | Lenteng Agung
CP38P | - | ABB | LBS |  | Ciputat
CP38P | - | ABB | PB |  | Ciputat
D315P | - | ORMAZABAL | PMT |  | Menteng
D315P | - | ORMAZABAL | PMT |  | Menteng
D315P | - | ORMAZABAL | PB |  | Menteng
CP68 | - | UNINDO | LBS |  | Ciputat
CP68 | - | UNINDO | LBS |  | Ciputat
CP68 | - | UNINDO | PB |  | Ciputat
CP81 | - | MG | LBS |  | Ciputat
CP81 | - | MG | PB |  | Ciputat
CP138 | - | SIEMENS | LBS |  | Ciputat
CP138 | - | SIEMENS | LBS |  | Ciputat
CP138 | - | SIEMENS | PB |  | Ciputat
CP228 | - | GAE | LBS |  | Ciputat
CP228 | - | GAE | LBS |  | Ciputat
PM328 | PM 328 | EGA | PB-1 |  | Lenteng Agung
PM49 | CI-2019-W20-1-0024 | SCHNEIDER | LBS-1 |  | Lenteng Agung
PM49 | CI-2018-W39-5-0008 | SCHNEIDER | LBS-2 |  | Lenteng Agung
PM49 | CI-2019-W21-3-0009/2019 | SCHNEIDER | PB-1 |  | Lenteng Agung
CP234 | - | UNINDO | LBS |  | Ciputat
CP234 | - | UNINDO | LBS |  | Ciputat
CP234 | - | SIEMENS | PB |  | Ciputat
B132 | B 132_03 | EGA | LBS 2 |  | Bandengan
KJ340 | KJ 340-LBS-1 | EGA | LBS | 2013 | Kebon Jeruk
JR2 | 1185-13 BF | EGA | PB | 2013 | Pondok Gede
B79 | 1234.18.213 | EGA | LBS MOTORIZED | 2018 | Bandengan
B92 | C1-2014-W49-3-0038/2014 | SCHNEIDER SM6 | LBS 2 |  | Bandengan
B43C | CI-2017-W53-4-0003 | SCHNEIDER SM 6 | PB 1 | 2017 | Bandengan
B43F | B 43F-02 | MG | LBS 2 |  | Bandengan
B178 | B 178-01 | FLOUMATIC | LBS 1 |  | Bandengan
GH0065 | 133130706 | FLUOKIT M | PMT |  | Menteng
D332P | 133130711 | EGA | PB |  | Menteng
AB226 | AB 226-01 | ORMAZABAL | LBS 1 |  | Bandengan
AB268 | AB 268-02 | SCHNEIDER | LBS 2 |  | Bandengan
KG330 | - | MG SM6 | PGC |  | Tanjung Priok
T365 | 3 | EGA | PB |  | Menteng
CD342 | C1 2014-W 06-3-0010 | SCHENEIDER | LBS | 2014 | Bintaro
BT166 | BT166 | MG | LBS |  | Bintaro
PD84 | 2016CSF63186 | ORMAZABAL | LBS | 2016 | Kramat Jati
B63GNEW | B 63G-03 | EGA | PB |  | Bandengan
MB57 | MB 57-02 | SCHNEIDER SM 6 | LBS |  | Bandengan
KD20A | 1100.17.213 | EGA | LBS | 2017 | Pondok Kopi
KD20A | 0871.17.214 | EGA | LBS | 2017 | Pondok Kopi
RG135 | RG 135 | SCHNEIDER | LBS-1 |  | Lenteng Agung
PM265 | PM 265 | SCHNEIDER | CBOG-1 |  | Lenteng Agung
RG125P | RG 125P | GAE | LBS-2 |  | Lenteng Agung
MB76 | MB 76-04 | ABB SAFEPLUS | PGDB |  | Bandengan
PM288 | PM 288 | FLUOKIT M MERAH | PT-1 |  | Lenteng Agung
PM288 | PM 288 | FLUOKIT M MERAH | PGDB-1 |  | Lenteng Agung
CD112 | CD112 | SIEMENS | LBS |  | Bintaro
PM289 | PM 289 | EGA | PB-1 |  | Lenteng Agung
CD112 | CD112 | SIEMENS | LBS |  | Bintaro
TD199 | . | FLUOKIT M | PB |  | Ciputat
CP283 | - | UNINDO | LBS |  | Ciputat
CP283 | - | UNINDO | CBO |  | Ciputat
PB41 | 11677 | UNINDO | LBS | 2009 | Pondok Kopi
PB41 | 4212 | UNINDO | PB | 2010 | Pondok Kopi
PB43 | BELUM ADA | ORMAZABAL | LBS | 2018 | Pondok Kopi
AB163 | AB 163-01 | FLUKIT-M | LBS |  | Bandengan
AB163 | AB 163-03 | FLUKIT-M | PT |  | Bandengan
CP354 | - | UNINDO | PB 1 |  | Ciputat
PL161 | 2018CSF63112 | AEP | LBS |  | Pondok Kopi
PL161 | 2018CSF63111 | AEP | LBS |  | Pondok Kopi
AB179 | AB 179-04 | EGA | KOPEL ACO |  | Bandengan
AB179 | AB 179-05 | EGA | PGC |  | Bandengan
AB179 | AB 179-06 | SCHNEIDER SM6 | LBS |  | Bandengan
S9 | S 9-01 | SCHNEIDER | LBS |  | Bandengan
TD163 | - | FLOUMATIK | LBS |  | Ciputat
TD390 | - | MERLIN GERIN | LBS |  | Ciputat
TD390 | - | MERLIN GERIN | LBS |  | Ciputat
B167 | CI-2018-W39-3-0008 | SCHNEIDER SM6 | LBS MOTORIZED | 2018 | Bandengan
TD281 | T73005065334-0057 | SIEMENS | LBS | 2017 | Ciputat
TD192 | - | KIT 27,2 | LBS |  | Ciputat
TD149 | - | GAE | PB 2 |  | Ciputat
TD202 | - | KIT 27,2 | PB |  | Ciputat
D325P | - | SCHNEIDER | PB |  | Menteng
B436P | B 436p - 03 | GAE | PB |  | Bandengan
TT22 | - | EGA | PB |  | Menteng
TT22 | - | EGA | PB |  | Menteng
TT22 | - | EGA | PB |  | Menteng
TT22 | - | EGA | PB |  | Menteng
MK240 | 1 | FLUOKIT M | LBS |  | Bandengan
MK240 | 3 | SCHENEIDER | PB 2 |  | Bandengan
KD132 | 9922S096 | F&G | LBS |  | Pondok Kopi
KD84 | 1188.17.212 | EGA | LBS | 2017 | Pondok Kopi
MK329 | MK 329-05 | GAE GSF | PB |  | Bandengan
KD84 | 0886.17.214 | EGA | TRAFO |  | Pondok Kopi
KD84 | 0408.17.216 | EGA | LBS |  | Pondok Kopi
KD134 | 19098 | GAE | PB | 2003 | Pondok Kopi
CP214 | . | KIT C 25 | LBS |  | Ciputat
CP273 | R 60064 | CONTAK PLSMA TYPE HK | PGC | 2008 | Ciputat
RG56 | CI-2019-W30-2-0018 | SCHNEIDER | PB-2 | 2019 | Lenteng Agung
PM328 | PM 328 | SCHENEIDER | LBS-1 |  | Lenteng Agung
CGR30 | CGR 30 : 13-1237-2013 | ABB | LBS-2 |  | Lenteng Agung
B387 | B 387-01 | FLUKIT M | PB |  | Bandengan
B387 | B 387-04 | FLUKIT M | PGC |  | Bandengan
PS22 | 4 | EGA | PB 2 |  | Cempaka Putih
GH0219 | 12.1172 | ABB Uni Switch | LBS MOT | 2012 | Cengkareng
GH0219 | 12.1188 | ABB Uni Switch | LBS MOT | 2012 | Cengkareng
GH0219 | 12.1215 | ABB Uni Switch | LBS MOT | 2012 | Cengkareng
GH0219 | 12.1251 | ABB Uni Switch | LBS MOT | 2012 | Cengkareng
GH0097 | 13071021 | EGA | LBS MOT | 2013 | Cengkareng
GH0097 | 13071026 | EGA | LBS MOT | 2013 | Cengkareng
KD77N | 1120.18.214 | EGA | PB | 2018 | Pondok Kopi
KD102 | 2016CSF63086 | AEP | LBS | 2017 | Pondok Kopi
AB240 | AB 240_1 24558 | GAE | LBS |  | Bandengan
MK80 | 3 | ABB | LBS |  | Bandengan
MK153 | 2 | EGA | LBS |  | Bandengan
MK191 | 3 | ULUSOY | LBS |  | Bandengan
MK191 | 96 | KIT 27 | PT |  | Bandengan
MK191 | 6 | KIT 25 | PB |  | Bandengan
TD158 | - | KIT 27,2 | LBS |  | Ciputat
KS65 | KS 65 | MERLIN GERIN | PMT |  | Menteng
RG206 | RG 203 | EGA | LBS-2 |  | Lenteng Agung
RM19 | RM 19 | EGA | PMT |  | Cempaka Putih
RM4C | RM 4C | ABB | PMT |  | Cempaka Putih
RM4C | RM 4C | ABB | PMT |  | Cempaka Putih
RM4C | RM 4C | ABB | PB |  | Cempaka Putih
KDR187 | 2019CSF63230 | ORMAZABAL | LBS MOT | 2019 | Cengkareng
KDR187 | 2019CSF63231 | ORMAZABAL | LBS MOT | 2019 | Cengkareng
KDR187 | 2019CSF61101 | ORMAZABAL | PB | 2019 | Cengkareng
RM53P | RM 53 | ORMAZABAL | LBS | 2016 | Cempaka Putih
RM53P | RM 53 | ORMAZABAL | PB | 2016 | Cempaka Putih
CB56P | 22220/032/10/01/E6 | GAE | LBS | 2010 | Ciracas
CB56P | 22308/032/10/01/E6 | GAE | LBS | 2010 | Ciracas
CB56P | 22360/032/10/02/E6 | GAE | PB | 2010 | Ciracas
PG430 | PG 430 | ORMAZABAL | PMT | 2014 | Cempaka Putih
A109 | A 109-01 | ORMAZABAL | LBS |  | Bandengan
A109 | 1120S128 | ORMAZABAL | PT | 2011 | Bandengan
A109 | 1119S331 | ORMAZABAL | PGDB | 2011 | Bandengan
B323 | B 323 -LBS-02 | SIEMENS | LBS 2 |  | Bandengan
B323 | B 323 -03 | SIEMENS | PGDB |  | Bandengan
B323 | B 323 -LBS-03 | MG SM6 | LBS 3 |  | Bandengan
A3NEW | A 3N-04 | SCHNEIDER SM6 | PB |  | Bandengan
A38 | A 38-01 | EGA | PB |  | Bandengan
T376 | CI-2019-W06-4-0031 | SCHNEIDER | CBO-JAR | 2019 | Menteng
MB63 | MB 63 - 03 | MG SM 6 | PGC |  | Bandengan
B210 | 555 | FLOUKIT M | LBS 2 |  | Bandengan
B210 | 286 | FLOUKIT M | PB 1 |  | Bandengan
MK248 | 1809.18.212/2018 | EGA | LBS MOTORIZED | 2018 | Bandengan
MK248 | CI-2019-W21-2-0016 | SCHNEIDER SM6 | PB 2 | 2018 | Bandengan
MK358 | MK 358-LBS-01 | SCHNEIDER SM6 | LBS MOTORIZE |  | Bandengan
B167 | 0112.18.214/2018 | EGA | PB | 2018 | Bandengan
B273 | B 273-05 | ABB | PB |  | Bandengan
AB143 | AB 143-01 | F&G | LBS |  | Bandengan
AB143 | AB 143-03 | F&G | PB |  | Bandengan
AB115 | AB 115-01 | SIEMENS RMU | LBS |  | Bandengan
AB115 | AB 115-03-3142/030 | SIEMENS RMU | PB |  | Bandengan
AB39A | AB 39A-02 | KIT 25 | LBS |  | Bandengan
AB200 | AB 200-01-46570010 | ABB | LBS 1 |  | Bandengan
AB200 | AB 200-04-53020003 | ABB | PGC |  | Bandengan
BC324 | 52.1921 | EGA | PB | 2019 | Cengkareng
KDR312 | 1557.17.212 | EGA | LBS | 2017 | Cengkareng
B183 | B 183-01 | EGA | LBS 1 |  | Bandengan
B183 | B 183-02 | EGA | LBS 2 |  | Bandengan
AB150 | AB 150-01-4728 | FLOUKIT M | LBS 1 |  | Bandengan
AB150 | AB 150-02-5755 | FLOUKIT M | LBS 2 |  | Bandengan
AB150 | AB 150-04-330 | FLOUKIT M | PGC 2 |  | Bandengan
BDS4 | BDS 4-8975/071/13/01/EG | EGA | LBS 1 | 2013 | Bandengan
B200 | B 200-01 | EGA MOTORIZE | LBS1 | 2020 | Bandengan
B299 | B 299-01 | EGA | LBS 1 |  | Bandengan
B299 | B 299-02 | EGA | LBS 2 |  | Bandengan
B338 | B 338-01 | FLUOKIT M | B1 |  | Bandengan
B338 | B 338-02 | FLOUKIT M | PGDB |  | Bandengan
B364 | B 364-01 | FLOUKIT M | LBS 1 |  | Bandengan
B364 | B 364-02 | CONTAC PLASMA | LBS 2 |  | Bandengan
B101 | B 101-01 | MG | PB TRAFO 1 |  | Bandengan
B101 | B 101-02 | MG | LBS 1 |  | Bandengan
B101 | B 101-03 | MG | LBS 2 |  | Bandengan
B279 | B 279-01 | EGA | LBS 1 |  | Bandengan
B279 | B 279-02 | EGA | LBS 2 |  | Bandengan
RG137P | C5F-63014 | ORMAZABAL | LBS-1 |  | Lenteng Agung
RG137P | C5F-63009 | ORMAZABAL | LBS-2 |  | Lenteng Agung
RG137P | C5F-61018 | ORMAZABAL | PB-1 |  | Lenteng Agung
TG28 | - | FLOUKIT - M | PGDB |  | Menteng
MK431 | MK 431-01 | MG VERCORS 6 | LBS |  | Bandengan
MK431 | MK 431-03 | MG VERCORS 6 | PB |  | Bandengan
MK431 | MK 431 - 04 | GAE GSF | PB |  | Bandengan
D338 | - | GAE | PMT |  | Menteng
D338 | - | GAE | PMT |  | Menteng
D338 | - | GAE | PGC |  | Menteng
D214 | - | EGA | PB |  | Menteng
GH0152 | - | SIEMEN | PMT |  | Menteng
GH0152 | - | SIEMEN | PMT |  | Menteng
GH0152 | - | SIEMEN | PMT |  | Menteng
GH0152 | - | SIEMEN | PMT |  | Menteng
GH0152 | - | SIEMEN | PMT |  | Menteng
GH0152 | - | SIEMEN | PMT |  | Menteng
GH0152 | - | SIEMEN | PMT |  | Menteng
GH0152 | - | SIEMEN | PMT |  | Menteng
GH0152 | - | SIEMEN | PMT |  | Menteng
GH0152 | - | SIEMEN | PMT |  | Menteng
GH0152 | - | SIEMEN | PMT |  | Menteng
GH0152 | - | SIEMEN | PMT |  | Menteng
GH0152 | - | SIEMEN | PMT |  | Menteng
GH0152 | - | SIEMEN | PMT |  | Menteng
GH0152 | - | SIEMEN | PMT |  | Menteng
GH0152 | - | SIEMEN | PMT |  | Menteng
GH0152 | - | SIEMEN | PMT |  | Menteng
GH0152 | - | SIEMEN | PMT |  | Menteng
GH0185 | - | ABB | PMT |  | Menteng
GH0185 | - | GAE | PMT |  | Menteng
GH0185 | - | FLOUKIT - M | PMT |  | Menteng
GH0185 | - | FLOUKIT - M | PMT |  | Menteng
GH0185 | - | FLOUKIT - M | PMT |  | Menteng
GH0185 | - | FLOUKIT - M | PMT |  | Menteng
GH0185 | - | FLOUKIT - M | PMT |  | Menteng
PG401 | PG401 | FLUOKIT M24+ | CBOM | 2010 | Cempaka Putih
BN29 | - | FLUOKIT M | PMT |  | Menteng
BN29 | - | FLUOKIT M | PMT |  | Menteng
BN29 | - | FLUOKIT M | PMT |  | Menteng
BN29 | - | FLUOKIT M | PMT |  | Menteng
DB103P | DB 103P-01 | EGA | LBS |  | Bandengan
DB103P | DB 103P-02 | EGA | LBS |  | Bandengan
DB103P | DB 103P-03 | SCHNEIDER | PB |  | Bandengan
KPK32G | 1479.13.BL | EGA | LBS | 2013 | Bandengan
KPK32G | 1029.13.BF | EGA | PB | 2013 | Bandengan
B163A | 1177.17.212 | EGA | LBS MANUAL | 2017 | Bandengan
B163A | CI-2017-W20-1-0053 | SCHNEIDER SM6 | CBO RC | 2017 | Bandengan
B163 | 0660.16.212 | EGA | LBS 1 | 2016 | Bandengan
B163 | - | SCHNEIDER SM6 | PB |  | Bandengan
PK285 | 4665 | FLOUKIT M24 | PB TRAFO |  | Tanjung Priok
B201 | 1877.18.73 | EGA | LBS MOTORIZE | 2018 | Bandengan
B201 | 0933.18.212 | EGA | LBS MANUAL | 2018 | Bandengan
B179 | CI-2019-W19-5-0021/2019 | SCHNEIDER RM6 | LBS MOTORIZED | 2019 | Bandengan
B179 | CI-2019-W22-2-0006/2019 | SCHNEIDER SM6 | PB 1 | 2019 | Bandengan
B179 | CI-2019-W20-4-0071/2019 | SCHNEIDER SM6 | PB 3 | 2019 | Bandengan
KD206P | CSF 61057 | AEP | PB | 2018 | Pondok Kopi
PL110 | 10054 | UNINDO | LBS | 2006 | Pondok Kopi
PL110 | 2728 | UNINDO | PB | 2006 | Pondok Kopi
PL40 | CV 06- 5140/033 | SIEMENS | PB | 1993 | Pondok Kopi
KD54E | 3251.17.213 | EGA | LBS | 2017 | Pondok Kopi
CB41P | CV.735500.000080/012 | SIEMENS | LBS |  | Ciracas
CB41P | CV.735500.000080/007 | SIEMENS | LBS |  | Ciracas
CB41P | CV.735500.000090/005 | SIEMENS | PB |  | Ciracas
BT315 | 3598-13-BL | EGA | LBS | 2013 | Bintaro
BT315 | 3594-13-BL | EGA | LBS | 2013 | Bintaro
BT315 | 1756-13-BF | EGA | PB | 2013 | Bintaro
KDR107 | 123456 | SMG | LBS |  | Cengkareng
KDR107 | 123456 | SMG | LBS |  | Cengkareng
KDR107 | 123456 | GAE | PB |  | Cengkareng
KDR204 | 0442298SF | MERLINGERIN | LBS | 2013 | Cengkareng
KDR204 | 13-1815 | MERLINGERIN | LBS | 2013 | Cengkareng
KDR204 | 13-0763 | MERLINGERIN | PB TRAFO | 2013 | Cengkareng
A152 | A 152-01 | GAE | PGC |  | Bandengan
MK375 | MK 375-04 | EGA | PB | 2015 | Bandengan
CKG124 | 1671.13BF | EGA | PB | 2013 | Cengkareng
AB43 | AB 43 - 02 | SCHNEIDER SM6 | LBS 2 |  | Bandengan
B32B | B 32B -03 | EGA | PB | 2015 | Bandengan
CKG126 | 3766.13BL | EGA | PMT | 2013 | Cengkareng
AB46 | AB 46-05 | FLUKIT-M | PGDB |  | Bandengan
GH0143 | GH 143- MILYARD | SCHNEIDER SM 6 | LBS |  | Bandengan
CP453 | 0258.14.209 | EGA | LBS MOTORIZE | 2014 | Ciputat
B342 | B 342 - 03 | FLUOKIT M | PB TRAFO |  | Bandengan
CP363 | - | GAE | LBS |  | Ciputat
B3G | B 3G-02 | SCHNEIDER RM 6 | LBS 2 |  | Bandengan
B58A | B 58A-03 | FLUKIT M | PB |  | Bandengan
PRG4P | CI.2018.W42.5.0026 | SCHNEIDER SM6 | CBOG |  | Ciracas
GNS2G | GNS 2G-03 | SCHNEIDER | PB |  | Bandengan
A55 | A 55-07 | KIT 27.2 | PB TRAFO 3 |  | Bandengan
AB101 | AB 101-01 | FLOUMATIC | LBS 1 |  | Bandengan
B105B | B 105B-03 | FLOUKIT M | LBS 2 |  | Bandengan
AB116 | AB 116-03 | MG VERCORS | LBS |  | Bandengan
AB141 | AB 141-03 | EGA | LBS 3 |  | Bandengan
AB141 | AB 141-05 | SCHNEIDER | LBS |  | Bandengan
CP362 | - | GAE | PB |  | Ciputat
AB141 | AB 141-06 | EGA | PGDB |  | Bandengan
AB88 | AB 88-02 | ABB | LBS 2 |  | Bandengan
CP389 | - | GAE | LBS |  | Ciputat
CP389 | - | GAE | LBS |  | Ciputat
CP389 | - | GAE | PB |  | Ciputat
AB88 | AB 88-03 | FLOUKIT M | PGDB |  | Bandengan
AB88 | AB 88-04 | FLOUKIT M | PT |  | Bandengan
AB88 | AB 88-05 | KIT 27,2 | B 1 |  | Bandengan
TD432 | C1-2015-W28-4-0034 | SCHNEIDER | PB 2 | 2015 | Ciputat
TD371 | C1-2019-W21-1-0010 | SNEIDER | ACO | 2019 | Ciputat
TD138B | - | EGA | LBS | 2017 | Ciputat
TD138B | 1089.17.234 | EGA | LBS CBO | 2017 | Ciputat
PM219 | CI-2019-W30-3-0078 | SCHNEIDER | CBOG-1 | 2019 | Lenteng Agung
CP385 | - | GAE | LBS |  | Ciputat
CP385 | - | GAE | LBS |  | Ciputat
GD87 | 1417 | FLUOKIT M | PGC |  | Ciracas
GD87 | - | KIT 27,2 | PB |  | Ciracas
T322 | T 322.1 | FLUOKIT M | PMT |  | Menteng
T322 | T 322.2 | FLUOKIT M | PMT |  | Menteng
T322 | T 322.3 | EGA | CBO |  | Menteng
MK282 | 13.0213 | ABB UNISWITCH | PB |  | Bandengan
CN44 | - | FLUOKIT M | LBS |  | Ciputat
AB247P | AB 247-01 | MERLIN GERIN | LBS |  | Bandengan
RG89P | RG 89P | ABB SAFE PLUS | PB-1 |  | Lenteng Agung
RG72 | RG 72 | Merlin Gerlin | PB-1 |  | Lenteng Agung
RG72 | CI-2018-W17-3-0050 | SCHNEIDER | LBS-2 | 2018 | Lenteng Agung
D329P | - | ABB | PMT |  | Menteng
D329P | - | ABB | PMT |  | Menteng
PM79 | CV06-5146-020(PM79) | SIEMENS | PB-2 | 1993 | Lenteng Agung
KIOSPERMATA | 3 | FLUOKIT M | PMT |  | Menteng
KIOSPERMATA | 5 | FLUOKIT M | PMT |  | Menteng
PL50 | 25096/105/11/02/E6 | GAE | PB | 2011 | Pondok Kopi
PL150 | 25274/107/11/01/E6 | GAE | LBS | 2011 | Pondok Kopi
PL211 | CI-2015-W23-2-0043 | SCHNEIDER | PB | 2015 | Pondok Kopi
AB181 | AB 181-01 | FLOUKIT-M | PB |  | Bandengan
S38 | S91 | EGA | PMT |  | Menteng
S38 | S44 | EGA | PMT |  | Menteng
S38 | S91 | EGA | PMT |  | Menteng
S38 | GH 16 | EGA | PMT |  | Menteng
S38 | S38 | SCHNEIDER | PMT |  | Menteng
S97 | CI-2019-W27-1-0023 | Schneider SM6 | LBS Motorized | 2019 | Menteng
S97 | CI-2019-W18-6-0080 | Schneider SM6 | CBOG | 2019 | Menteng
CP53 | - | FLUOKIT M | LBS |  | Ciputat
T300 | 5 | MERLIN GERIN | PGC |  | Menteng
GD356 | 27367/075/12/02/E6 | GAE | PB |  | Ciracas
KPK30 | 01-KPK 30 | ABB UNISWITCH SDC | LBS |  | Bandengan
CP202 | - | GAE | LBS |  | Ciputat
CP185 | - | MG | LBS |  | Ciputat
CP334 | - | UNINDO | LBS |  | Ciputat
CP410 | - | GAE | LBS |  | Ciputat
CP130P | - | ABB | LBS |  | Ciputat
CP258 | - | ORMAZABAL | LBS |  | Ciputat
CP405 | - | GAE | LBS |  | Ciputat
CK203 | W525-5-0002 | SCHNEIDER SM6 | LBS |  | Marunda
KN211 | 50-3-0051 | SCHNEIDER | PMT | 2013 | Menteng
KN211 | 06-5-0038 | SCHNEIDER | PMT | 2013 | Menteng
KN211 | 48-5-0033 | SCHNEIDER | CBOM | 2013 | Menteng
KD206P | CSF 63098 | AEP | LBS | 2018 | Pondok Kopi
KD206P | CSF 63097 | AEP | LBS | 2018 | Pondok Kopi
PL110 | 10053 | UNINDO | LBS | 2006 | Pondok Kopi
KD54E | W12-6-0030 | SCHNEIDER | PB | 2018 | Pondok Kopi
KD54E | W12-2-0052 | SCHNEIDER | PB | 2018 | Pondok Kopi
KD54D | 0229.16.214 | EGA | LBS | 2016 | Pondok Kopi
KD54D | 1777.17.213 | EGA | LBS | 2017 | Pondok Kopi
E134 | CI-2017-W38-3-0013 | SCHNEIDER SM6 | LBS | 2017 | Pondok Kopi
PL81 | 24909 | GAE | LBS | 2017 | Pondok Kopi
PL25 | BELUM ADA | EGA | PB |  | Pondok Kopi
CP237 | - | ORMAZABAL | PB |  | Ciputat
D346 | W51.5.0005 | SCHNEIDER | PGC | 2013 | Menteng
AB130 | AB 130-04 | FLUOKIT-M | PGDB |  | Bandengan
A59 | A 59-05 | FLUMATIC | PB1 |  | Bandengan
AB167 | AB 167-02 | FLUOKIT-M | LBS |  | Bandengan
GD49 | 0024.21.213 | EGA | LBS |  | Ciracas
PL28 | Ci-2016-w13-1-0010 | SCHNEIDER | LBS | 2016 | Pondok Kopi
PL28 | Ci-2016-w26-2-0055 | SCHNEIDER | CBOG | 2016 | Pondok Kopi
KD54 | BELUM ADA | EGA | LBS |  | Pondok Kopi
MK282 | MK 282 | MG VERCORS 6 | LBS |  | Bandengan
CP166 | - | MG | LBS |  | Ciputat
K55C | K 55C | ABB | PB |  | Cempaka Putih
KB79C | TIDAK TERBACA | ABB | PB |  | Menteng
KJ270 | 26725-024-12-03-E6 | SCHNEIDER | PGC |  | Kebon Jeruk
BN20 | - | EGA | PGC |  | Menteng
KB44 | - | KIT 27,2 | PMT |  | Menteng
KB44 | - | KIT 27,2 | PMT |  | Menteng
KB44 | - | KIT 27,2 | PMT |  | Menteng
KB44 | - | KIT 27,2 | PB |  | Menteng
CD12B | CD12B | KIT 27,2 | LBS |  | Bintaro
CD130 | CD130 | MG-SM6 | LBS |  | Bintaro
KJ163 | KJ163 | F & G | PB |  | Bintaro
CD176 | CD176 | FLOUKIT M C10 | PB |  | Bintaro
KL185 | KL185 | MG SM 6 | LBS |  | Bintaro
CD175 | CD175 | MG SM 6 | LBS |  | Bintaro
CD175 | CD175 | MG SM 6 | PB |  | Bintaro
AB43 | AB 43 - 01 | SCHNEIDER SM6 | LBS 1 |  | Bandengan
AB43 | AB 43 - 03 | SCHNEIDER SM6 | PB TRAFO |  | Bandengan
B32B | B 32B - 01 | EGA | LBS 1 | 2015 | Bandengan
B32B | B 32B - 02 | EGA | LBS 2 | 2015 | Bandengan
AB184 | AB 184-07 | MG | PB 2 |  | Bandengan
KCP2 | KCP2 | SM 6 | LBS/PMT | 2014 | Cempaka Putih
KCP2 | KCP2 | SM 6 | LBS/PMT | 2014 | Cempaka Putih
TD205 | - | KIT 27.2 | LBS |  | Ciputat
TD205 | - | KIT 27.2 | LBS |  | Ciputat
TD205 | - | KIT 27.2 | PB |  | Ciputat
TD205 | - | KIT 25 C | PB 2 |  | Ciputat
TD89N | - | KIT 25 C | LBS |  | Ciputat
TD89N | - | KIT 27.2 | LBS |  | Ciputat
TD89N | - | KIT 27.2 | PB |  | Ciputat
TD89N | - | ABB | PB 2 |  | Ciputat
TD207 | - | KIT 27.2 | LBS |  | Ciputat
TD207 | - | KIT 27.2 | LBS |  | Ciputat
TD207 | - | KIT 27.2 | PB |  | Ciputat
TD207 | - | MERLIN GERLIN | PB 2 |  | Ciputat
PL195 | 0312.14.211 | EGA | PB | 2014 | Pondok Kopi
PL195 | 0265.14.209 | EGA | LBS MOTORIZE | 2014 | Pondok Kopi
PL195 | 0268.14.209 | EGA | LBS | 2014 | Pondok Kopi
CB53P | 3295.13.BL | EGA | LBS |  | Ciracas
CB53P | 3325.13.BL | EGA | LBS |  | Ciracas
CB53P | 1620.13.BF | EGA | PB |  | Ciracas
TD200 | - | KIT 25 C | LBS |  | Ciputat
TD200 | - | ABB | PB |  | Ciputat
TD200 | - | ABB | PB2 |  | Ciputat
CP115 | - | SIEMENS | LBS |  | Ciputat
CP115 | - | SIEMENS | LBS |  | Ciputat
CP115 | - | SIEMENS | PB |  | Ciputat
TD263 | - | SIEMENS | LBS |  | Ciputat
TD263 | - | SIEMENS | PB |  | Ciputat
BN37 | W11-1-0031 | SCHNEIDER | PMT | 2014 | Menteng
BN37 | W36-3-0025 | SCHNEIDER | PMT | 2014 | Menteng
BN37 | W41-6-0003 | SCHNEIDER | CBOM | 2014 | Menteng
KD208P | SM1342087CI | SCHNEIDER SM6 | TRAFO |  | Pondok Kopi
PL211 | CI-2015-W27-2-0019 | SCHNEIDER | LBS | 2015 | Pondok Kopi
PM209 | PM 209 | MERLIN GERIN | PGDB-1 |  | Lenteng Agung
DT56 | DT 56 | MG SM6 | PT-1 |  | Lenteng Agung
MK203 | 04-MK 203 | FLUOKIT.M | PGDB |  | Bandengan
PGL28 | 1242S042 DAN 1242S050 | SM6 | CBOM | 2013 | Pondok Kopi
KD140 | CV-06-5127-025 | SIEMENS COMPACT | LBS | 1993 | Pondok Kopi
KD140 | Cv06-5127/025 | SIEMENS COMPACT | PBTRAFO | 1993 | Pondok Kopi
MK125 | 01-MK 125 | SCHNEIDER | LBS |  | Bandengan
MK125 | 02-MK 125 | SCHNEIDER | LBS |  | Bandengan
MK125 | 03-MK 125 | KIT - 27.2 | PB |  | Bandengan
SD11A | - | EGA | PB |  | Tanjung Priok
B418 | B 418-01 | FLUOKIT M MERAH | LBS1 |  | Bandengan
B418 | B 418-03 | FLUOKIT M BIRU | PGC |  | Bandengan
CP452 | 1653.13.BF | EGA | PB | 2013 | Ciputat
AB159 | AB 159_01 | FLUOKIT M | PB |  | Bandengan
AB159 | AB 159_04 | FLUOKIT M | LBS |  | Bandengan
MK431 | MK 431-02 | MG VERCORS 6 | LBS |  | Bandengan
D207 | - | ABB | PB |  | Menteng
MK416 | MK 416-05 | MERLIN GERIN SM6 | B1 |  | Bandengan
PM131S | PM 131S | ABB | PB-1 |  | Lenteng Agung
SP4C | CI-2019-W34-2-0009 | EGA | PB | 2019 | Menteng
DT63P | DT 63P:10774 | GAE COMPACT | LBS-1 | 2003 | Lenteng Agung
DT63P | DT 63P:10774 | GAE COMPACT | PB-1 | 2003 | Lenteng Agung
KJ344 | 3452-13 BL | FLOUKIT M | LBS | 2013 | Kebon Jeruk
KS75 | W14-1-0018 | Schneider | CBOM | 2013 | Menteng
AB123 | AB 123_05 | FLUOKIT M | PGDB |  | Bandengan
TB63 | 31815211 | EGA | PB Trafo | 2013 | Jatinegara
RG179 | 2018CSF63141 | ARLISCO | LBS-1 | 2018 | Lenteng Agung
RG179 | 2018CSF63142 | ARLISCO | LBS-2 | 2018 | Lenteng Agung
KD121 | 11599 | UNINDO | LBS | 2008 | Pondok Kopi
KD141 | 0097.15.211 | EGA | PB |  | Pondok Kopi
CP448 | 3351.BL | EGA | LBS MOTORIZE | 2013 | Ciputat
GH0407 | GH 407-KJ 239 | ABB SDC | LBS | 2011 | Kebon Jeruk
CP116 | 62118212 | EGA | LBS | 2018 | Ciputat
PL147 | (NO.24874/105/11/01/E6 ) | GAE | LBS | 2011 | Pondok Kopi
PL147 | (NO.24977/105/11/02/E 6 ) | GAE | PBTRAFO | 2011 | Pondok Kopi
GH0236 | GH 236-GI KSB | CONTACT PLASMA | LBS |  | Kebon Jeruk
GH0236 | GH 236-SP 278 | MG SM6 | LBS |  | Kebon Jeruk
GH0236 | GH 236-SP 9B | MG SM6 | LBS |  | Kebon Jeruk
CKG24 | SM0933066Cl | Schneider | PB ll |  | Cengkareng
PL152 | 25249/107/11/01/E6 | GAE | LBS | 2011 | Pondok Kopi
CD238 | CD238 | GAE | LBS |  | Bintaro
CB58 | 32575/032/10/01/E6 | GAE | LBS |  | Ciracas
CB58 | 9 | J & P | - |  | Ciracas
CB58 | 22537/032/10/01/E6 | GAE | LBS |  | Ciracas
CB58 | 22358/032/10/02/E6 | GAE | PB |  | Ciracas
CP121 | - | UNINDO | PB 2 |  | Ciputat
KD209P | 0851.19.212 | EGA | LBS | 2018 | Pondok Kopi
PL39 | 22363/032/10/02/E6 | GAE | PB | 2010 | Pondok Kopi
E164 | 0662.16.212 | EGA | LBS | 2016 | Pondok Kopi
KD51S | 0400-15-214 | EGA | LBS | 2013 | Pondok Kopi
PL205 | CI-2014-W05-4-0036 | SCHNEIDER | LBS | 2014 | Pondok Kopi
PB34 | 13.0223 | ABB | LBS | 2013 | Pondok Kopi
PB34 | CI-2014-W05-4-0036 | SCHNEIDER | LBS | 2014 | Pondok Kopi
PB34 | 1302439 | ABB | PB | 2013 | Pondok Kopi
DT89 | DT 89 | EGA | CBOG-1 |  | Lenteng Agung
CD320 | CD320 | EGA | LBS |  | Bintaro
RG112 | RG 112 | EGA | LBS-1 |  | Lenteng Agung
RG111 | CI-2018-W22-1-0028 | SCHNEIDER | LBS-2 | 2018 | Lenteng Agung
PM148 | PM 148 | SCHNEIDER | PGDB-1 |  | Lenteng Agung
RG109 | RG 109 | MERLIN GERIN | LBS-1 |  | Lenteng Agung
E201 | 414.12.BL | EGA | LBS | 2012 | Kramat Jati
TD192 | - | KIT 27,2 | PB 1 |  | Ciputat
TD192 | - | KIT 27,2 | PB 2 |  | Ciputat
TD187 | - | GAE | LBS |  | Ciputat
TD187 | - | GAE | LBS |  | Ciputat
TD187 | - | GAE | PB1 |  | Ciputat
TD149 | - | GAE | LBS |  | Ciputat
TD149 | - | GAE | LBS |  | Ciputat
TD149 | - | GAE | PB 1 |  | Ciputat
TD27 | - | GAE | LBS |  | Ciputat
TD27 | - | GAE | PB |  | Ciputat
CN43 | - | FLUOKIT M | LBS |  | Ciputat
TD455 | - | GAE | LBS |  | Ciputat
TD455 | - | GAE | PB |  | Ciputat
TD202 | - | KIT 27,2 | LBS |  | Ciputat
TD202 | - | KIT 27,2 | LBS |  | Ciputat
TD426 | - | FLUOKIT M | LBS |  | Ciputat
TD23Q | - | FLUOKIT M | PB |  | Ciputat
TD9A | - | KIT 27.2 | LBS |  | Ciputat
TD9A | - | KIT 27.2 | LBS |  | Ciputat
TD9A | - | KIT 27.2 | PB 1 |  | Ciputat
TD9A | - | TAMCO | PB 2 |  | Ciputat
MK182 | 5 | KIT 27,3 | B1 |  | Bandengan
GH0075 | GH 75 - A 64 | FLOUKIT M | LBS |  | Bandengan
GH0075 | GH 75 - A 65 | FLOUKIT M | LBS |  | Bandengan
GH0075 | GH 75 - A 70 | FLOUKIT M | LBS |  | Bandengan
B440G | B 440G-13-1157/2013 | ABB | LBS 1 | 2013 | Bandengan
GH0075 | GH 75 - GI ANCOL | FLOUKIT M | LBS |  | Bandengan
GH0075 | GH 75 - A 23 | FLOUKIT M | LBS |  | Bandengan
GH0075 | GH 75 - A 121 | FLOUKIT M | LBS |  | Bandengan
GH0075 | GH 75 - A 84 | FLOUKIT M | LBS |  | Bandengan
B440G | B 440G-13-1152/2013 | ABB | LBS 2 | 2013 | Bandengan
GH0075 | GH 75 - GI KEMAYORAN | FLOUKIT M | LBS |  | Bandengan
B440G | B 440G-1177-13 BF/2013 | EGA | PB | 2013 | Bandengan
GH0075 | GH 75 - KOPEL 1 | FLOUKIT M | LBS |  | Bandengan
GH0075 | GH 75 - KOPEL 2 | FLOUKIT M | LBS |  | Bandengan
GH0214 | GH 214 - B 105B | FLOUKIT M | LBS |  | Bandengan
GH0214 | GH 214 - B 167 | FLOUKIT M | LBS |  | Bandengan
GH0214 | GH 214 - B 19B | FLOUKIT M | LBS |  | Bandengan
GH0214 | GH 214 - AB 84 | FLOUKIT M | LBS |  | Bandengan
GH0214 | GH 214 - B 206 | FLOUKIT M | LBS |  | Bandengan
B442G | B 442G-62271-200-13-1107 | ABB (MOTORIZE) | LBS 1 | 2013 | Bandengan
GH0021 | GH 21 - GI MANGGA BESAR | EGA | LBS |  | Bandengan
GH0021 | GH 21 - B 32N | EGA | LBS |  | Bandengan
B442G | B 442G-62271-200-13-1118 | ABB (MOTORIZE) | LBS 2 | 2013 | Bandengan
GH0021 | GH 21 - B 101 | EGA | LBS |  | Bandengan
GH0021 | GH 21 - B 388 | EGA | LBS |  | Bandengan
GH0021 | GH 21 - B 428 | EGA | LBS |  | Bandengan
GH0091 | GH 91 - A 60 | FLOUKIT M | LBS |  | Bandengan
GH0091 | GH 91 - KOPEL 2 | FLOUKIT M | LBS |  | Bandengan
GH0091 | GH 91 - KOPEL 1 | FLOUKIT M | LBS |  | Bandengan
B210 | 493 | FLOUKIT M | PB 2 |  | Bandengan
A25 | A 25-02 | SCHNEIDER SM6 | LBS |  | Bandengan
A25 | A 25-03 | EGA | PB |  | Bandengan
A24 | A 24-01 | EGA | LBS |  | Bandengan
A24 | A 24-03 | EGA | PB |  | Bandengan
MK150 | MK150-01 | EGA | LBS 1 |  | Bandengan
MK150 | MK150-02 | EGA | LBS 2 |  | Bandengan
MK150 | MK150-04 | EGA | PB 2 |  | Bandengan
PS185 | CI-2013-W45-6-0009 | SCHNEIDER SM6 | PGC 1 |  | Cempaka Putih
PS185 | CI-2013-W45-6-0006 | SCHNEIDER SM6 | PMT |  | Cempaka Putih
CP140 | - | F&G | LBS |  | Ciputat
CP140 | - | F&G | PB |  | Ciputat
RM77P | 3202.13.BL | EGA | LBS | 2013 | Cempaka Putih
B276 | B 276-01 | FLUOKIT-M | LBS |  | Bandengan
B276 | B 276-02 | FLUOKIT-M | LBS |  | Bandengan
CKG112 | 3317.13.BL | EGA | LBS | 2013 | Cengkareng
B276 | B 276-05 | FLUOKIT-M | PB1 |  | Bandengan
CD313 | CD313 | GAE | PB |  | Bintaro
CD145 | CD145 | F & G RMU | LBS |  | Bintaro
CD217 | CD217 | AREVA ( RMU ) | PB |  | Bintaro
CD48 | CD48 | FLOUKIT M C410 | LBS |  | Bintaro
CD65 | CD65 | SCHNEIDER | PB |  | Bintaro
B42N | B 42N-PB2 | ABB UNISWITCH | PB 2 |  | Bandengan
CP43 | - | SCHNEIDER | LBS |  | Ciputat
P92 | P 92.1 | GAE | PMT |  | Menteng
P92 | P 92.2 | GAE | PMT |  | Menteng
P92 | P 92.3 | GAE | PGC |  | Menteng
DB97 | DB 97 - 01 | GAE | LBS |  | Bandengan
DB97 | DB 97 - 02 | GAE | LBS |  | Bandengan
DB97 | DB 97 - 03 | GAE | PGDB |  | Bandengan
RG58 | RG 58 | SCHNEIDER | PGDB-1 |  | Lenteng Agung
PL194 | 0082.14.211 | EGA | PB | 2014 | Pondok Kopi
PL194 | 0265.14.209 | EGA | LBS | 2014 | Pondok Kopi
CN44 | - | FLUOKIT M | LBS |  | Ciputat
CN44 | - | FLUOKIT M | PB |  | Ciputat
TD210 | - | MERLIN GERLIN | LBS |  | Ciputat
TD210 | - | MERLIN GERLIN | LBS |  | Ciputat
TD210 | - | MERLIN GERLIN | PB |  | Ciputat
TD88N | - | FLUOMATIK | LBS |  | Ciputat
TD88N | - | KIT 27,2 | LBS |  | Ciputat
TD88N | - | FLUOKIT M | LBS |  | Ciputat
TD88N | - | KIT 27,2 | LBS |  | Ciputat
TD88N | - | KIT 27,2 | PB |  | Ciputat
TD176 | - | ABB | LBS |  | Ciputat
TD176 | - | ABB | PB |  | Ciputat
TD176 | - | ABB | PB2 |  | Ciputat
PL196 | 0094.14.211 | EGA | PB | 2014 | Pondok Kopi
PL196 | 0336.14.209 | EGA | LBS | 2014 | Pondok Kopi
PL196 | 0267.14.209 | EGA | LBS | 2014 | Pondok Kopi
E199 | 41617212 | EGA | LBS | 2017 | Kramat Jati
BT63 | BT63 | F & G | LBS |  | Bintaro
MB64 | MB 64-02 | FLOUKIT M | LBS |  | Bandengan
E197 | 31815 | EGA | PB TRAFO | 2017 | Kramat Jati
CP448 | 3431.BL | EGA | LBS | 2013 | Ciputat
CP448 | 1626.BF | EGA | PB | 2013 | Ciputat
RM19 | RM 19 | SM6 | PB |  | Cempaka Putih
B54 | B54-PT | ORMAZABAL | PT | 2010 | Bandengan
RM53P | RM 53 | ORMAZABAL | LBS | 2016 | Cempaka Putih
K58 | K 58 | SCHNEIDER | CBOG | 2017 | Cempaka Putih
RM49 | RM 49 | EGA | PB | 2017 | Cempaka Putih
PG430 | PG 430 | ORMAZABAL | GI | 2014 | Cempaka Putih
PG430 | PG 430 | ORMAZABAL | PT | 2014 | Cempaka Putih
A109 | 1120S101 | ORMAZABAL | LBS | 2011 | Bandengan
B323 | B 323 -LBS-01 | SIEMENS | LBS 1 |  | Bandengan
B323 | B 323 -LBS-04 | MG SM6 | LBS 4 |  | Bandengan
A3NEW | A 3N-01 | SCHNEIDER SM6 | LBS |  | Bandengan
A3NEW | A 3N-02 | SCHNEIDER SM6 | LBS |  | Bandengan
A3NEW | A 3N-03 | SCHNEIDER SM6 | LBS |  | Bandengan
A38 | A 38-02 | SCHNEIDER | LBS |  | Bandengan
A38 | A 38-03 | SCHNEIDER | LBS |  | Bandengan
A38 | A 38-04 | SCHNEIDER | PGC |  | Bandengan
T376 | 1389.18.213 | EGA | LBS MOT | 2018 | Menteng
T376 | CI-2019-W11-1-0009 | SCHNEIDER | CBOM | 2019 | Menteng
MB63 | MB 63 - 01 | MG SM 6 | LBS 1 |  | Bandengan
MB63 | MB 63 - 02 | MG SM 6 | LBS 2 |  | Bandengan
KDR88 | 295.12 | EGA | PB | 2012 | Cengkareng
AB236 | AB 236-01 | SCHNEIDER RM-6 | LBS |  | Bandengan
AB236 | AB 236-03 | SCHNEIDER RM-6 | PB1 |  | Bandengan
AB236 | AB 236-04 | SCHNEIDER RM-6 | PB2 |  | Bandengan
KG326 | 2199 | FLOUKIT M 24 | LBS |  | Tanjung Priok
KD47 | BELUM ADA | SCHNEIDER SM6 | LBS |  | Pondok Kopi
KD47 | BELUM ADA | SCHNEIDER SM6 | PB |  | Pondok Kopi
KD57 | 0062.17.213 | EGA | LBS | 2017 | Pondok Kopi
KD57 | W44-3-0026 | SCHNEIDER | PB | 2017 | Pondok Kopi
PG123 | BELUM ADA | UNINDO | B1 |  | Pondok Kopi
B241 | CI-2018-W34-1-0006 | SCHNEIDER SM6 | LBS MOTORIZED | 2018 | Bandengan
RG102 | RG 102 | EGA | LBS-2 |  | Lenteng Agung
RG10 | 2010-W44-4-0079 | SCHNEIDER | PB-2 | 2010 | Lenteng Agung
PM189 | PM 189 | SIEMENS | PB-2 |  | Lenteng Agung
PM96 | 735500-000110/010 | SIEMENS | LBS-2 | 2004 | Lenteng Agung
PK10 | 22327/032/10/01EG | GAE | LBS |  | Tanjung Priok
PM194 | PM 194 | SCHNEIDER COMPACT | PB-1 |  | Lenteng Agung
CD163 | CD163 | FLOUKIT M C10 | PB |  | Bintaro
CD9T | CD9T | ORMAZABAL | LBS |  | Bintaro
CD165 | CD165 | SM 6 | LBS |  | Bintaro
CD219 | CD219 | MG | LBS |  | Bintaro
BT242 | BT242 | GAE | PB |  | Bintaro
BT249 | BT249 | EGA | LBS |  | Bintaro
CD180 | CD180 | FLOUKIT M | LBS |  | Bintaro
MKS4 | MKS4-R 0019145 SF | MG - RM6 | PB | 2012 | Kramat Jati
BT271 | BT271 | SCHNEIDER | LBS |  | Bintaro
BT271 | BT271 | SCHNEIDER | LBS |  | Bintaro
BT94 | BT94 | MG SM6 | LBS |  | Bintaro
MB9 | MB 9-01 | ABB SAFEPLUS | LBS |  | Bandengan
MB9 | MB 9-03 | ABB SAFEPLUS | PB |  | Bandengan
PD85 | PD 85-W21-2-033 | SCHANAIDER | PB | 2011 | Kramat Jati
KD20A | 1150.17.212 | EGA | PB | 2017 | Pondok Kopi
PG49 | PG 49 - KOPEL 1 | SM6 | PT |  | Cempaka Putih
PG49 | PG 49 - KOPEL 2 | SM6 | PGC 2 |  | Cempaka Putih
BK105 | 20312/153/05/01/E6 | GAE | LBS | 2005 | Marunda
BK42 | - | SCHNEIDER SM6 | LBS |  | Marunda
MB36 | MB 36-02 | MG VERCORS 6 | LBS 2 |  | Bandengan
PM254 | 0084.16.212 | EGA | KOPEL | 2016 | Lenteng Agung
CD187 | CD187 | ABB | PGC/DT |  | Bintaro
PIK8 | MB 7-04 | GAE GDSA | PGC |  | Bandengan
E156 | 35815212 | EGA | LBS | 2015 | Kramat Jati
RG102 | RG 102 | EGA | LBS-1 |  | Lenteng Agung
PM9 | PM 9 | SCHENEIDER | PGDB-1 |  | Lenteng Agung
BK139 | 5004166/8001-34 | ABB SAFEPLUS | LBS | 2011 | Marunda
KD47AS | 2017CSF63364 | AEP | LBS | 2017 | Pondok Kopi
KD47AS | 2017CSF61089 | AEP | PB | 2017 | Pondok Kopi
PM51A | PM 51A | GAE | CBOG-1 |  | Lenteng Agung
AB24 | AB 24-03 | SCHNEIDER | LBS |  | Bandengan
E21N | 1.399e+216 | EGA | LBS (MOTORIZE) | 2016 | Kramat Jati
E21N | 41415212 | EGA | LBS | 2016 | Kramat Jati
PG311 | 59502672 | SCHNEIDER (SM 6) | LBS |  | Pondok Kopi
BT70 | BT70 | F&G | LBS |  | Bintaro
BT67 | BT67 | MG SM 6 | LBS |  | Bintaro
BT68 | BT68 | F&G | LBS |  | Bintaro
BT44 | BT44 | GAE | LBS |  | Bintaro
KB239 | KB239 | FLUOKIT M | LBS |  | Bintaro
PGL13 | 24885/105/1161 | GAE | LBS |  | Pondok Kopi
E21N | E21N-2 | SCHNEIDER | PB TRAFO | 2016 | Kramat Jati
A134 | A 134-01 | FLUKIT-M | LBS |  | Bandengan
A134 | A 134-02 | MERLIN GERIN - SM6 | LBS |  | Bandengan
BT49 | BT49 | SIEMEN | LBS |  | Bintaro
BT49 | BT49 | SIEMEN | LBS |  | Bintaro
A134 | A 134-03 | FLUKIT-M | PB |  | Bandengan
KL67 | KL67 | SCHNEIDER | LBS |  | Bintaro
KL67 | KL67 | SCHNEIDER | PB |  | Bintaro
BT65 | BT65 | F&G | LBS |  | Bintaro
BT65 | BT65 | F&G | PB |  | Bintaro
BT107 | BT107 | MG SM6 | LBS |  | Bintaro
TB62 | 3241-13-BL | EGA | LBS | 2013 | Jatinegara
TB62 | 3201-13-BL | EGA | LBS | 2013 | Jatinegara
KD100 | CI-2018.W09.5.0010 | SCHENEIDER SM6 | LBS |  | Pondok Kopi
KD100 | - - | SCHENEIDER SM 6 | PB |  | Pondok Kopi
K73F | CI-2016-W16-1-0026 | SCHNEIDER | PB | 2016 | Pondok Kopi
B78F | B 78F-01 | ABB BC5 SYSTEM | LBS |  | Bandengan
B78F | B 78F-02 | MERLIN GERIN SM6 | LBS |  | Bandengan
B78F | B 78F-03 | ABB BC5 SYSTEM | PB |  | Bandengan
CP152 | - | F&G | LBS |  | Ciputat
CP152 | - | F&G | LBS |  | Ciputat
CP152 | - | F&G | PB |  | Ciputat
CP169 | - | FLUOKIT M | LBS |  | Ciputat
CP169 | - | FLUOKIT M | LBS |  | Ciputat
CP169 | - | FLUOKIT M | PB |  | Ciputat
CP245 | - | SIEMENS | LBS |  | Ciputat
CP245 | - | SIEMENS | LBS |  | Ciputat
CP245 | - | SIEMENS | PB |  | Ciputat
CP388 | - | GAE | LBS |  | Ciputat
CP388 | - | GAE | PB |  | Ciputat
CP323 | - | GAE | LBS |  | Ciputat
CP401 | - | GAE | LBS |  | Ciputat
CP401 | - | GAE | LBS |  | Ciputat
CP374 | - | GAE | LBS |  | Ciputat
TD448 | - | GAE | LBS |  | Ciputat
TD448 | - | GAE | LBS |  | Ciputat
CP401 | - | GAE | PB |  | Ciputat
TD23Q | - | FLUOKIT M | LBS |  | Ciputat
TD23Q | - | FLUOKIT M | LBS |  | Ciputat
TD23Q | - | FLUOKIT M | PB |  | Ciputat
D220 | - | FLOUKIT - M | PGDB |  | Menteng
D251 | - | EGA | PB |  | Menteng
D325P | - | SCHNEIDER | PMT |  | Menteng
D325P | - | SCHNEIDER | PMT |  | Menteng
B436P | B 436p - 01 | GAE | LBS 1 |  | Bandengan
GH0306 | - | SCHNEIDER | PB |  | Menteng
GH0306 | - | SCHNEIDER | PB |  | Menteng
KD58 | CI-2019-W28-2-0007 | SCHNEIDER | LBS |  | Pondok Kopi
KD159 | 39915214 | EGA | PB | 2015 | Pondok Kopi
PL34 | 502308268/2001-023 | ABB | LBS | 2018 | Pondok Kopi
PL34 | 502308268/3001-002 | ABB | PBTRAFO | 2018 | Pondok Kopi
AB110 | AB 110-03 | SIEMENS | PB1 |  | Bandengan
AB110 | AB 110-04 | SIEMENS | PB2 |  | Bandengan
AB152 | AB 152-01 | FLOUKIT M | PB |  | Bandengan
AB152 | AB 152-02 | FLOUKIT M | LBS 1 |  | Bandengan
AB152 | AB 152-03 | FLOUKIT M | LBS 2 |  | Bandengan
DB105 | DB 105-03 | GAE | PGC | 2013 | Bandengan
AB25N | AB 25N-01 | FLUOKIT M24 | LBS |  | Bandengan
AB25N | AB 25N-02 | FLUOKIT M24 | LBS |  | Bandengan
AB25N | AB 25N-03 | FLUOKIT M24 | PGDB |  | Bandengan
AB25N | AB 25N-04 | FLUOKIT M24 | PT |  | Bandengan
GNS4G | GNS 4G-1815-13BL | EGA | LBS 1 | 2013 | Bandengan
GNS4G | GNS 4G-1814-13BL | EGA | LBS 2 | 2013 | Bandengan
GNS4G | GNS 4G-88-13-BF | EGA | PB | 2013 | Bandengan
JR176 | 1770.13 | EGA | LBS MOTORIZED | 2013 | Pondok Gede
JR176 | 1523 | EGA | PB | 2013 | Pondok Gede
E134B | 0561.15.209 | EGA | LBS | 2015 | Pondok Kopi
BT237 | BT237 | FLUOKIT M | PB |  | Bintaro
RG98P | RG 98P | EGA | LBS-1 |  | Lenteng Agung
DT89 | DT 89 | SCHENEIDER | LBS-1 |  | Lenteng Agung
DT89 | DT 89 | EGA | LBS-2 |  | Lenteng Agung
CD41E | CD41E | KIT 27,2 | PB |  | Bintaro
CD310 | CD310 | EGA | PB |  | Bintaro
GH0158 | GH 158 | FLUOKIT M (MOTORIS) | LBS-2 |  | Lenteng Agung
GH0158 | GH 158 | FLUOKIT M MOTORIS | LBS-10 |  | Lenteng Agung
RG60 | CV 06-5147/011 | SIEMENS | LBS-1 | 1993 | Lenteng Agung
MB83 | MB 83-02 | GAE | LBS |  | Bandengan
RG53 | RG 53 | EGA MR | LBS-1 |  | Lenteng Agung
RG44P | RG 44P | ARLISCO | LBS-2 |  | Lenteng Agung
KL72 | KL72 | KIT 25 | LBS |  | Bintaro
CD159 | CD159 | MG SM 6 & C. PLASMA | PB |  | Bintaro
RG30P | RG 30P | ORMAZABAL | PB-1 |  | Lenteng Agung
RG3 | RG 3 | SCHNEIDER | LBS-1 |  | Lenteng Agung
B68 | B 68-02 | ORMAZABAL | LBS |  | Bandengan
RG24 | 14959 | EGA | LBS-1 |  | Lenteng Agung
RG19 | RG 19 | SCHENEIDER | PB-1 |  | Lenteng Agung
RG174 | RG 174 | GAE GLSM | LBS-2 |  | Lenteng Agung
PM141 | T73005052683-0007 | SIEMENS | LBS-1 | 2017 | Lenteng Agung
PM144 | CI-2019-W40-3-0084 | SCHNEIDER | LBS-1 | 2019 | Lenteng Agung
PM144 | CI-2019-W01-4-0020 MOT | SCHNEIDER | LBS-2 |  | Lenteng Agung
PM145 | PM 145 | SCHNEIDER | LBS-2 |  | Lenteng Agung
PM148N | PM 148N | FLUOKIT M C410 | LBS-3 |  | Lenteng Agung
RG158 | 0003.20.214 | EGA | PB-1 | 2020 | Lenteng Agung
PM148N | PM 148N | FLUOKIT M C410 | LBS-5 |  | Lenteng Agung
RG157 | 500411660/6011.20 | ABB SAFE PLUS | LBS-2 |  | Lenteng Agung
RG156 | RG 156 | SCHNEIDER | LBS-2 |  | Lenteng Agung
PM148N | PM 148N | FLUOKIT M C410 | KOPEL |  | Lenteng Agung
RG140 | RG 140 | SCHNEIDER | LBS-1 |  | Lenteng Agung
RG14 | RG 14 | SCHNEIDER | LBS-2 |  | Lenteng Agung
PM157 | PM 157 | EGA | PB-2 |  | Lenteng Agung
PM160N | C1-2016-W32-4-0017 | SCHENEIDER | LBS-2 |  | Lenteng Agung
PM161 | PM 161 | SCHENEIDER | LBS-1 |  | Lenteng Agung
RG13 | RG 13 | SCHNEIDER | LBS-1 |  | Lenteng Agung
PM161A | PM 161A | EGA | LBS-1 |  | Lenteng Agung
PM161A | PM 161A | EGA | LBS-2 |  | Lenteng Agung
PM91 | PM 91 | GAE COMPACT | LBS-1 |  | Lenteng Agung
PM197 | PM 197 | ABB UNISWITCH | LBS-2 |  | Lenteng Agung
CD232 | CD232 | AREVA ( RMU ) | PB |  | Bintaro
PM198 | PM 198 | GAE COMPACT | LBS-1 |  | Lenteng Agung
PM92 | PM 92 | SIEMENS | LBS-2 |  | Lenteng Agung
PM198 | PM 198 | GAE COMPACT | LBS-2 |  | Lenteng Agung
CD164 | CD164 | FLOUKIT M C410 | LBS |  | Bintaro
PM2 | PM 2 | SIEMENS | LBS-1 |  | Lenteng Agung
PM92 | 1169-20 | ULUSOY | PB-2 |  | Lenteng Agung
CD164 | CD164 | FLOUKIT M C410 | LBS |  | Bintaro
PM91 | PM 91 | GAE COMPACT | LBS-2 |  | Lenteng Agung
PM2 | PM 2 | SIEMENS | PB-1 |  | Lenteng Agung
PM91 | PM 91 | GAE COMPACT | PB-1 |  | Lenteng Agung
PM20 | CI-2019-W48-2-0015 | SCHNEIDER | LBS-1 | 2019 | Lenteng Agung
PM9 | PM 9 | EGA | LBS-1 |  | Lenteng Agung
PM20 | CI-2019-W48-2-0018 | SCHNEIDER | LBS-2 | 2019 | Lenteng Agung
PM9 | PM 9 | EGA | LBS-2 |  | Lenteng Agung
PM20 | CI-2019-W20-5-0077 | SCHNEIDER | PB-1 | 2019 | Lenteng Agung
DB24 | 04-DB 24 | EGA | PB |  | Bandengan
DB24 | 05-DB 24 | SCHNEIDER DM1 | PGC |  | Bandengan
B241 | EJ.054 | SCHNEIDER SM6 | PB 2 | 2018 | Bandengan
BK25 | 160313 | EGA | LBS | 2013 | Marunda
A70 | A 70-01 | FLUOKIT M24 | PT |  | Bandengan
CP375 | - | GAE | LBS |  | Ciputat
CP375 | - | GAE | LBS |  | Ciputat
CP375 | - | GAE | PB |  | Ciputat
AB101 | AB 101-02 | FLOUMATIC | LBS 2 |  | Bandengan
AB101 | AB 101-03 | FLOUMATIC | PB |  | Bandengan
B105B | B 105B-01 | KIT 25 | PB |  | Bandengan
B105B | B 105B-02 | FLOUKIT M | LBS 1 |  | Bandengan
B105B | B 105B-04 | SIEMENS | PT |  | Bandengan
AB116 | AB 116-01 | SIEMENS | LBS 1 |  | Bandengan
B105B | B 105B-05 | FLOUKIT M | PGDB |  | Bandengan
B105B | B 105B-06 | FLOUKIT M | B 1 |  | Bandengan
AB141 | AB 141-01 | EGA | LBS 1 |  | Bandengan
AB141 | AB 141-02 | EGA | LBS 2 |  | Bandengan
CP362 | - | GAE | LBS |  | Ciputat
AB141 | AB 141-04 | SCHNEIDER | LBS 4 |  | Bandengan
CP362 | - | GAE | LBS |  | Ciputat
AB88 | AB 88-01 | ABB | LBS 1 |  | Bandengan
AB202 | AB 202-01 | ORMAZABAL | LBS |  | Bandengan
PG212 | CI-2018-W42-2-0007 | SCHNEIDER | LBS | 2018 | Pondok Kopi
PG212 | CI-2019-W35-1-0003 | SCHNEIDER | LBS | 2019 | Pondok Kopi
PG83 | BELUM ADA | EGA | LBS |  | Pondok Kopi
PG83 | BELUM ADA | EGA | LBS |  | Pondok Kopi
PG83 | BELUM ADA | SCHNEIDER | CBOM |  | Pondok Kopi
PG129B | 1782.17.213 | EGA | LBS | 2017 | Pondok Kopi
PG129B | 0809.17.212 | EGA | LBS | 2017 | Pondok Kopi
PB16 | 0207.15.209 | EGA | LBS | 2015 | Pondok Kopi
PG129B | CI-2017-W39-2-0015 | EGA | PBTRAFO | 2017 | Pondok Kopi
PB16 | 0127.15.211 | EGA | PB | 2015 | Pondok Kopi
PG390 | CSF 63178 | AEP | LBS | 2016 | Pondok Kopi
PG390 | CSF 63102 | AEP | LBS | 2016 | Pondok Kopi
PG390 | CSF 61041 | F&G | PB | 2016 | Pondok Kopi
B43E | B 43E - LBS - 02 | SCHNEIDER SM6 | LBS 2 |  | Bandengan
TT56 | W48-3-0035 | SCHNEIDER | PMT | 2014 | Menteng
AB87 | AB 87-02 | SCHNEIDER | LBS |  | Bandengan
CKG57 | 24778/104/11/02/E6 | GAE | PB | 2011 | Cengkareng
MK282 | MK 282 | MG VERCORS 6 | LBS |  | Bandengan
SP200 | 131354 | ABB | PMT | 2013 | Menteng
SP200 | 131645 | ABB | CBOM | 2013 | Menteng
AB95 | AB 95-01 | EGA | LBS |  | Bandengan
B78S | CI-2016-W14-4-0032 | SCHNEIDER SM6 | LBS |  | Bandengan
B78S | CI-2016-W26-6-0008 | SCHNEIDER SM6 | CBO RC |  | Bandengan
B78S | CI-2016-W31-7-0014 | SCHNEIDER SM6 | PB |  | Bandengan
B102 | B 102-01 | EGA | LBS 1 |  | Bandengan
MK375 | MK 375-01 | EGA | LBS | 2015 | Bandengan
MB39 | 0748.17.214 | EGA | PB | 2017 | Bandengan
MB39 | 0555.17.212 | EGA | LBS | 2017 | Bandengan
A159G | A 159G - 13.06517 | EGA | LBS | 2013 | Bandengan
A159G | A 159G - 13.06461 | EGA | LBS | 2013 | Bandengan
A56 | A 56-03 | EGA | LBS |  | Bandengan
A87 | A 87-03 | SCHNEIDER SM6 | LBS 2 |  | Bandengan
D365 | - | EGA | PB | 2017 | Menteng
KDR32P | SM1012046Cl | SCHENEIDER | PMT | 2015 | Cengkareng
KDR89 | 24504/104/11/01/E6 | GAE | PMT | 2011 | Cengkareng
T306 | 31078 | GAE | PGC |  | Menteng
KDR186 | R-NO.CP 820240-000070/001 | SIEMENS | PMT | 2013 | Cengkareng
KDR186 | R-NO.CP 820240-000080/001 | SIEMENS | PT | 2013 | Cengkareng
AB125 | AB 125-03 | EGA | PB | 2017 | Bandengan
AB4B | AB 4B-03 | EGA | PB | 2017 | Bandengan
B104 | B 104 - B 283 | SCHNEIDER SM6 | CBO RC | 2017 | Bandengan
GD371P | 1414.13BF | EGA | PB | 2013 | Ciracas
MB90 | MB 90-C1-2013-W36-4-0015 | SCHNEIDER | LBS | 2013 | Bandengan
MB90 | 1313.17.214/2017 | EGA | PB | 2017 | Bandengan
CP450 | C1.2013.W35-7-0003 | SCHNEIDER | LBS | 2013 | Ciputat
KPK30 | 02-KPK 30 | ABB UNISWITCH SDC | LBS |  | Bandengan
KPK30 | 03-KPK 30 | ABB UNISWITCH SDF | PB |  | Bandengan
RG55 | RG 55 | GAE | PB-1 |  | Lenteng Agung
RG162 | RG 162 | GAE | PB-1 |  | Lenteng Agung
PL39 | 22363/032/10/02/E6 | GAE | PB | 2010 | Pondok Kopi
PG396 | - - | SCNEIDER SM6 | CBOM | 2016 | Pondok Kopi
E149 | 1918.13.BL | EGA | LBS | 2013 | Pondok Kopi
PGL11 | BELUM ADA | ORMAZABAL BARU | LBS |  | Pondok Kopi
TG54 | TG54-PB1 | ULUSOY | PB 1 | 2012 | Bandengan
PB7 | BELUM ADA | EGA | LBS |  | Pondok Kopi
CP252 | - | MERLIN GERLIN | LBS |  | Ciputat
TG51A | 501065 | MERLIN GERLIN | LBS |  | Bandengan
TG51A | TG 51A-CL-2018-W05-1007 | SCHENEIDER | PB | 2018 | Bandengan
CP237 | - | ORMAZABAL | LBS |  | Ciputat
CP395 | - | GAE | PB |  | Ciputat
D346 | W48.2.0008 | SCHNEIDER | PMT | 2013 | Menteng
CP351 | - | GAE | LBS |  | Ciputat
KP30 | - | SCHNEIDER SM6 | LBS |  | Marunda
BK117 | 59503563 | SCHNEIDER SM6 | LBS |  | Marunda
BK157 | CV812243-000440/006 | SIEMENS | PB | 2011 | Marunda
AB185 | AB 185-005 | MERLIN GERIN SM6 | PGDB |  | Bandengan
B42A | B 42A - LBS - 01 | MG VERCORS 6 | LBS 1 |  | Bandengan
B42A | B 42A - PB 1 - 03 | MG VERCORS 6 | PB 1 |  | Bandengan
AB238 | AB 238-01 | SCHNEIDER SM6 | PGC |  | Bandengan
AB238 | AB 238-03 | SCHNEIDER SM6 | LBS |  | Bandengan
AB18N | AB 18N-02 | EGA | LBS |  | Bandengan
AB130 | AB 130-02 | FLUOKIT-M | LBS |  | Bandengan
AB130 | AB 130-03 | FLUOKIT-M | PT |  | Bandengan
E319 | E 319-8417 | SCHNEIDER | LBS | 2015 | Kramat Jati
PL28 | Ci-2016-w35-1-0025 | SCHNEIDER | PB | 2016 | Pondok Kopi
A157P | A 157P-01-28968/071/13/EG | GAE | LBS 1 | 2013 | Bandengan
A157P | A 157P-02- 28978/071/13/E | GAE | LBS 2 | 2013 | Bandengan
E140N | 02000/020 | SIEMENS | LBS | 2021 | Pondok Kopi
E140N | 02200/022 | SIEMENS | LBS | 2021 | Pondok Kopi
E140N | 02600/026 | SIEMENS | TRAFO | 2021 | Pondok Kopi
KPK32G | 1481.13.BL | EGA | LBS | 2013 | Bandengan
B34A | B 34A_01 | EGA | PB 1 |  | Bandengan
B34A | B 34A_02 | EGA | LBS 1 |  | Bandengan
B34A | B 34A_03 | EGA | LBS 2 |  | Bandengan
TG481 | - | EGA | LBS |  | Cengkareng
CKG114 | 13-02358 | ABB | LBS | 2013 | Cengkareng
RG31 | 1017-20 | ULUSOY | LBS-2 | 2020 | Lenteng Agung
RG31 | 1150-19 | ULUSOY | PB-2 | 2020 | Lenteng Agung
B361 | B 361_01 | FLUOKIT M | LBS 1 |  | Bandengan
B361 | B 361_02 | FLUOKIT M | LBS 2 |  | Bandengan
B361 | B 361_04 | FLUOKIT M | PGDB |  | Bandengan
B288 | B 288_01 | MG | LBS 1 |  | Bandengan
B288 | B 288_02 | MG | LBS 2 |  | Bandengan
PM221 | PM 221 | ABB SAFEPLUS | PT-1 |  | Lenteng Agung
A33 | A 33 - 004 PGC | ABB UNI SWITCH | PGC |  | Bandengan
GD3A | - | Flumatic | LBS |  | Ciracas
PL227 | 0531.16.214 | EGA | CBOM | 2016 | Pondok Kopi
PL227 | 1332.16.213 | EGA | LBS | 2016 | Pondok Kopi
MK279 | 01-MK 279 | FLUOKIT M24 | LBS |  | Bandengan
MK279 | 02- MK 279 | FLUOKIT M24 | LBS |  | Bandengan
RG161 | 502541141/1001-007 | ABB SAFEPLUS | PB-1 |  | Lenteng Agung
RG58 | RG 58 | ABB SAFE PLUS | PB-1 |  | Lenteng Agung
KPK13P | KPK 13P-01 | GAE | LBS |  | Bandengan
KPK13P | KPK 13P-02 | GAE | LBS |  | Bandengan
KPK13P | KPK 13P-03 | EGA | PB |  | Bandengan
E138 | 173005052683-0377 | SIEMENS | LBS | 2017 | Pondok Kopi
KPK15 | KPK 15-01 | SCHNEIDER | LBS 1 |  | Bandengan
KPK15 | KPK 15-02 | SCHNEIDER | LBS 2 |  | Bandengan
E138 | T73005052683 | SIEMENS | LBS | 2017 | Pondok Kopi
KPK15 | KPK 15-03 | SCHNEIDER | PGDB |  | Bandengan
E138 | T73005052683-0312 | SIEMENS | PB TRAFO 1 | 2017 | Pondok Kopi
E138 | T73005032314-0028 | SIEMENS | LBS | 2017 | Pondok Kopi
KPK17 | KPK 17-02 | SCHNEIDER SM6 | LBS MOTORIZE |  | Bandengan
PG341 | SM9605108 | MERLIN GERIN SM6 | LBS |  | Pondok Kopi
PG341 | S9504240 | MERLIN GERIN SM6 | PB |  | Pondok Kopi
CSBC | CSF 62074 | AEP | LBS | 2018 | Pondok Kopi
KD98 | 502308268/1001/017 | ABB | LBS | 2018 | Pondok Kopi
KD98 | 502308268/2001-028 | ABB | LBS | 2018 | Pondok Kopi
KD98 | 502308268/3001-013 | ABB | PB | 2018 | Pondok Kopi
PL70 | 95262106 | MERLIN GERIN SM6 | CBOM |  | Pondok Kopi
KPK18 | W35.1.0035 | SCHNEIDER | LBS |  | Bandengan
KD51S | 0436-15-212 | EGA | PB |  | Pondok Kopi
KPK18 | KPK 18-03 | GAE | PB |  | Bandengan
PG431P | 3294-13-BL | EGA | LBS | 2013 | Cempaka Putih
TD86N | - | GAE | LBS |  | Ciputat
TD86N | - | GAE | LBS |  | Ciputat
TD86N | - | GAE | PB |  | Ciputat
PG431P | 3287-13-BL | EGA | LBS | 2013 | Cempaka Putih
PG431P | 1618-13-BF | EGA | PB | 2013 | Cempaka Putih
KPK2 | KPK 2-01 | SCHNEIDER SM6 | LBS |  | Bandengan
KPK2 | KPK 2-02 | SCHNEIDER SM6 | LBS |  | Bandengan
CP382 | - | GAE | LBS |  | Ciputat
CP382 | - | GAE | LBS |  | Ciputat
CP382 | - | EGA | PB |  | Ciputat
T379 | CI-2014-W39-3-0019 | SCHNEIDER | PMT | 2014 | Menteng
T379 | CI-2014-W38-3-0012 | SCHNEIDER | PMT | 2014 | Menteng
T379 | CI-2014-W38-5-0007 | SCHNEIDER | CBOM | 2014 | Menteng
PL12 | CI-2019-W29-2-0023 | SCHNEIDER | LBS | 2019 | Pondok Kopi
PL12 | CI-2019-W20-5-0019 | SCHNEIDER | LBS | 2019 | Pondok Kopi
PL12 | CI-2019-W37-2-0001 | SCHNEIDER | PB | 2019 | Pondok Kopi
PL88 | 0231.17.214 | EGA | LBS | 2017 | Pondok Kopi
PL88 | 0362.18.214 | EGA | PB | 2018 | Pondok Kopi
KD54F | BELUM ADA | EGA | LBS |  | Pondok Kopi
KD54F | 0094.17.214 | EGA | PB | 2017 | Pondok Kopi
CP64 | CP64 | GAE | PB |  | Bintaro
CP97 | - | SCHNEIDER | PB |  | Ciputat
A78 | A 78-04 | FLUOKIT M | PGDB |  | Bandengan
RM43 | RM 43 | SM 6 | PMT |  | Cempaka Putih
RM43 | RM 43 | SM 6 | PB |  | Cempaka Putih
RM43 | RM 43 | SM6 | PB |  | Cempaka Putih
RM5A | RM 5 A | FLOUMATIC | PB |  | Cempaka Putih
RM74 | RM 74 | EGA | PMT |  | Cempaka Putih
RM74 | RM 74 | ABB | PMT |  | Cempaka Putih
RM74 | RM 74 | ABB | PB |  | Cempaka Putih
TP63 | 1 | MERLIN GERLIN SM6 | PB |  | Cempaka Putih
CP445 | CI-2013W4710005 | SCHNEIDER | PB | 2012 | Ciputat
PM352 | No.13.02368/2013 | ABB | LBS-2 |  | Lenteng Agung
PM352 | No.13.02444/2013 | ABB | PB-1 |  | Lenteng Agung
KD141 | 0209.15.209 | EGA | LBS |  | Pondok Kopi
B435 | B 435_02 | G A E | LBS 2 |  | Bandengan
JR77 | - | SIEMENS | LBS |  | Ciracas
JR77 | CV.727770/TJ35 | SIEMENS | LBS |  | Ciracas
JR102 | SM.0602822 | MG SM6 | LBS |  | Ciracas
BC245 | T73005555599-0036 | SIEMENS | PB2 | 2018 | Cengkareng
BC212 | - | FLUOKIT M | LBS |  | Cengkareng
KD212 | 2019W3231401 | SCHNEIDER | LBS |  | Pondok Kopi
CKG116 | 131242 | ABB | LBS MOT | 2013 | Cengkareng
CKG116 | 1302415 | ABB | LBS | 2013 | Cengkareng
CKG116 | 1793.13BF | EGA | PB | 2013 | Cengkareng
CKG117 | 1302423 | ABB | LBS | 2013 | Cengkareng
KDR205 | EGA | EGA | LBS | 2014 | Cengkareng
KDR205 | EGA | EGA | LBS | 2014 | Cengkareng
KDR205 | EGA | EGA | PB | 2014 | Cengkareng
BDU9 | BDU 9-01 | SCHENEIDER | LBS1 |  | Bandengan
BDU9 | BDU 9-02 | SCHENEIDER | LBS2 |  | Bandengan
BDU9 | BDU 9-03 | EGA | LBS3 |  | Bandengan
KDR200 | 12952301 | ORMAZABAL | LBS | 2014 | Cengkareng
KDR200 | 12952301 | ORMAZABAL | LBS | 2014 | Cengkareng
KDR200 | 12952301 | ORMAZABAL | PB | 2014 | Cengkareng
CKG125 | 3471.13BL | EGA | LBS | 2013 | Cengkareng
CKG125 | 3395.13BL | EGA | LBS | 2013 | Cengkareng
CKG125 | 1072.13BF | EGA | PB | 2013 | Cengkareng
CP257 | - | MG | LBS |  | Ciputat
CP257 | - | MG | LBS |  | Ciputat
E237 | 2878.13.BL | EGA | LBS | 2013 | Pondok Kopi
GL7P | 3582-13-BL | EGA | PMT | 2013 | Menteng
GL7P | 1789-13-BL | EGA | PB | 2013 | Menteng
MB93 | MB 93-3205.13BL | EGA | LBS | 2013 | Bandengan
MB93 | MB 93-C1-2014-W11-5-0046 | SCHNEIDER | CBOM | 2014 | Bandengan
MB94 | MB 94-3109.13BL | EGA | LBS | 2013 | Bandengan
MD103 | - | SCHNEIDER SM6 | LBS |  | Marunda
MD103 | - | SCHNEIDER SM6 | PGC |  | Marunda
CD341 | 13.1872 | ABB | LBS | 2014 | Bintaro
PM209 | PM 209 | MERLIN GERIN | METERING |  | Lenteng Agung
A144 | A 144-01 | FLUOKIT M | LBS |  | Bandengan
A144 | A 144-03 | FLUOKIT M | PB TRAFO |  | Bandengan
PG128 | BELUM ADA | FLUKIT M | PT |  | Pondok Kopi
PL96 | 0319.19.214 | EGA | LBS | 2015 | Pondok Kopi
MK189 | CI 2017 W28-3-0025 | SCHNEIDER | LBS 3 |  | Bandengan
MK189 | 1710495 | EGA | PB |  | Bandengan
CN41 | - | FLOUKIT M | LBS |  | Ciputat
CN41 | - | FLOUKIT M | PGDB |  | Ciputat
AB34A | AB 34A - 03 | EGA | PB |  | Bandengan
KB284 | KB284 | EGA | LBS |  | Bintaro
CD31P | CD31P | GAE | LBS |  | Bintaro
CKG111 | 1689.13.BL | EGA | PB | 2013 | Cengkareng
CD31P | CD31P | GAE | LBS |  | Bintaro
CKG111 | 3375.13.BL | EGA | LBS MOT | 2013 | Cengkareng
KB284 | KB284 | EGA | PB |  | Bintaro
E347 | E 347-013415209 | EGA | LBS | 2015 | Kramat Jati
E347 | E 347-003115211 | EGA | PB | 2015 | Kramat Jati
CD292 | CD292 | F & G | LBS |  | Bintaro
CD314 | CD314 | ABB | LBS |  | Bintaro
CD314 | CD314 | ABB | LBS |  | Bintaro
CD314 | CD314 | ABB | PB |  | Bintaro
CD315 | CD315 | ABB | LBS |  | Bintaro
KL118 | CI.2016.W22.I.0016 | SCHNEIDER | LBS | 2016 | Bintaro
B125 | CI-2016-W35-3-0053 | SCHNEIDER SM6 | LBS 2 | 2016 | Bandengan
B125 | CI-2017.W03.3.0040 | SCHNEIDER SM6 | PB 1 | 2017 | Bandengan
B125 | CI-2017.W02.4.0040 | SCHNEIDER SM6 | PB 2 | 2017 | Bandengan
CD32 | CD32 | ABB | LBS |  | Bintaro
CD90 | CD90 | SIEMENS (RMU) | LBS |  | Bintaro
BT61 | CD90 | SIEMENS (RMU) | PB |  | Bintaro
CD90 | CD90 | SIEMENS (RMU) | PB |  | Bintaro
CD204 | CD204 | FLOUKIT M C10 | LBS |  | Bintaro
CD297 | CD297 | GAE | LBS |  | Bintaro
KL28N | KL28N | MG KUNING | LBS |  | Bintaro
KL28N | KL28N | MG KUNING | LBS |  | Bintaro
KL28N | KL28N | MG KUNING | PB |  | Bintaro
CP29C | - | GAE | LBS |  | Ciputat
CP29C | - | GAE | PB |  | Ciputat
TD135A | - | MG | LBS |  | Ciputat
TD135A | - | MG | PB |  | Ciputat
CN74 | - | SCHNEIDER | LBS CBO |  | Ciputat
KG431 | 314813BL | EGA | LBS MOTORIZE | 2013 | Tanjung Priok
CD22 | CD22 | KIT 25 | PB |  | Bintaro
BT257 | BT257 | GAE | LBS |  | Bintaro
MK149 | CI-2017-W40-3-0038 | SCHNEIDER SM6 | LBS MOTORIZE | 2017 | Bandengan
CN11 | - | SIEMENS | LBS |  | Ciputat
CB110 | 13.0221 | ABB UNISWITCH | LBS | 2013 | Ciracas
PG397 | SM 1127090CI | SCHNEIDER | CBOG |  | Pondok Kopi
PL119 | IEC62271-200 | AREVA | LBS | 2009 | Pondok Kopi
PG377N | BELUM ADA | ORMAZABAL BARU | PB |  | Pondok Kopi
PB33 | 22438/032/10/01/e6 | GAE | LBS | 2010 | Pondok Kopi
GD87 | 54752/104/11/02/E6 | GAE | PB |  | Ciracas
GD87 | 25247/107/11/02/E6 | GAE | LBS |  | Ciracas
GD87 | 25304/107/11/01/E6 | GAE | LBS |  | Ciracas
GD87 | 1244 | FLUOKIT M | PT |  | Ciracas
A149 | A 149-02 | ABB SAFEPLUS | LBS 2 |  | Bandengan
A149 | A 149-03 | ABB SAFEPLUS | PB |  | Bandengan
PRG4P | 3614.13.BL | EGA | LBS |  | Ciracas
PRG4P | 1760.13.BF | EGA | PB |  | Ciracas
PRG4P | 1752.13.BF | EGA | PB |  | Ciracas
K203 | CI-2019-W36-3-0014 | SCHNEIDER | PB | 2019 | Menteng
A34 | A 34-01 | EGA | LBS 1 |  | Bandengan
A34 | A 34-02 | EGA | LBS 2 |  | Bandengan
A34 | A 34-04 | KIT 27,2 | PGDB |  | Bandengan
A34 | A 34-05 | KIT 27,2 | PT |  | Bandengan
A34 | A 34-06 | KIT 27,2 | B1 |  | Bandengan
GNS2G | GNS 2G-01 | SCHNEIDER | LBS 1 |  | Bandengan
GNS2G | GNS 2G-02 | EGA | LBS 2 |  | Bandengan
A55 | A 55-01 | FLUOMATIC | LBS 1 |  | Bandengan
A55 | A 55-02 | FLUOMATIC | LBS 2 |  | Bandengan
A55 | A 55-03 | DELLE ALSTHOM | PT |  | Bandengan
A55 | A 55-04 | DELLE ALSTHOM | PGDB |  | Bandengan
A55 | A 55-05 | FLUOMATIC | PB TRAFO 1 |  | Bandengan
A55 | A 55-06 | FLUOMATIC | PB TRAFO 2 |  | Bandengan
AB116 | AB 116-05 | EGA | PB TRAFO |  | Bandengan
CB49P | 1358.13.BF | EGA | PB |  | Ciracas
CB49P | 13.0222 | ABB UNISWITCH | LBS |  | Ciracas
CB49P | 13.0222 | ABB UNISWITCH | LBS |  | Ciracas
GH0077 | GH 77 | MG VERCORS 6 | PMT |  | Cempaka Putih
GH0012 | GH 12 | MG SM6 | PMT |  | Cempaka Putih
GH0012 | GH 12 | MG SM6 | PMT |  | Cempaka Putih
GH0012 | GH 12 | MG SM6 | PMT |  | Cempaka Putih
GH0004 | GH 4 | EGA - ( MOTORIZE ) | PMT |  | Cempaka Putih
PL198 | 9914211 | EGA | PB | 2014 | Pondok Kopi
PL198 | 32814209 | EGA | LBS | 2014 | Pondok Kopi
PL198 | 24114209 | EGA | LBS | 2014 | Pondok Kopi
K103D | K 103D | KIT 25 | PB.2 |  | Cempaka Putih
K103D | K 103 | GAE | PB.3 |  | Cempaka Putih
KCP3P | 238.13.BL | F & G | PMT | 2013 | Cempaka Putih
KCP3P | EX. PG 226 | F & G | PMT |  | Cempaka Putih
KCP3P | EX. PG 183 | F & G | PB TRAFO |  | Cempaka Putih
BTA | CI-2019-W39-3-0083 | SCHNEIDER | LBS | 2019 | Pondok Kopi
E93A | IDABB419101074 | ABB SAFE PLUS | LBS | 2019 | Pondok Kopi
E405 | E405-2_1310551 | EGA | LBS (MOTORIZE) | 2014 | Kramat Jati
E405 | E405-3_1310218 | EGA | PB TRAFO | 2014 | Kramat Jati
KDR70 | CI-2012-W20-3-0022 | SCHNEIDER | PGC | 2012 | Cengkareng
PL137 | 500411660/6011-26 | ABB SAFEPLUS | LBS |  | Pondok Kopi
PL137 | 500411660/7001-01 | ABB SAFEPLUS | LBS |  | Pondok Kopi
RG143 | RG 143 | SCHNEIDER | PB-1 |  | Lenteng Agung
E15A | E15A-023915204 | EGA | PB TRAFO | 2015 | Kramat Jati
AB275 | AB 275-Cl-2014-W06-3-0038 | SCHNEIDER SM6 | LBS | 2013 | Bandengan
AB275 | AB 275-Cl-2014-W07-2-0028 | SCHNEIDER SM6 | LBS | 2013 | Bandengan
AB275 | AB 275-1743-13-BF | EGA | PB | 2013 | Bandengan
AB271 | AB 271-01 1308821 | EGA | LBS 1 |  | Bandengan
KPK27 | 04-KPK 27 | ABB | PB |  | Bandengan
GD237 | 500411660/7001.17 | ABB | LBS | 2011 | Ciracas
KDR152 | 0723.17.214 | EGA | PB | 2017 | Cengkareng
KDR152 | - | SCHINEIDER | CBO | 2017 | Cengkareng
KDR152 | CI-2017-W18-2-0022 | SCHINEIDER | LBS | 2017 | Cengkareng
E92S | 11629 | UNINDO | LBS | 2008 | Pondok Kopi
E92S | 11592 | UNINDO | LBS | 2008 | Pondok Kopi
E92S | SM0803566 | SCHNEIDER | PB |  | Pondok Kopi
GNS5P | GNS 5P-01 | EGA | GI ANCOL |  | Bandengan
GNS5P | GNS 5P-02 | EGA | LBS |  | Bandengan
GNS5P | GNS 5P-03 | EGA | PB |  | Bandengan
PG212 | CI-2019-W27-5-0004 | SCHNEIDER | PB | 2019 | Pondok Kopi
PL180 | 1381.13.BF | EGA | PB | 2013 | Pondok Kopi
PL180 | 2735.13.BL | EGA | LBS MOTORIZE | 2013 | Pondok Kopi
PL180 | 2856.13.BL | EGA | LBS | 2013 | Pondok Kopi
PB47 | 13.0248 | EGA | PB | 2013 | Pondok Kopi
PGL28 | 1239S213 | SM6 | LBS MOTORIZE | 2013 | Pondok Kopi
KD87 | 502308268/2001/020 | ABB | LBS |  | Pondok Kopi
KD87 | 502308268/3001-016 | ABB | PB |  | Pondok Kopi
PGL18 | CI-2012-W27-5-0018 | SCHENEIDER | LBS | 2012 | Pondok Kopi
PGL18 | 136.12.BF | EGA | PB | 2012 | Pondok Kopi
KD103 | 577 | UNINDO | TRAFO |  | Pondok Kopi
DTK | 3591.17.213 | EGA | LBS | 2017 | Pondok Kopi
KDR194 | 2834.13.BL | EGA | LBS | 2013 | Cengkareng
CP451 | SN.3454.13 BL | EGA | LBS | 2013 | Ciputat
CP451 | SN.1662.13 BF | EGA | PB | 2013 | Ciputat
CP391 | - | GAE | LBS |  | Ciputat
CP296 | - | UNINDO | LBS |  | Ciputat
PIK22 | PIK 22-C1-2013-W47-1-0014 | SCHNEIDER SM6 | LBS |  | Bandengan
B324 | B 324-01 | MG SM 6 | LBS |  | Bandengan
B324 | B 324-02 | MG SM 6 | LBS |  | Bandengan
B324 | B 324-03 | MG SM 6 | PB1 |  | Bandengan
B324 | B 324-05 | MG VERCORS | PGDB |  | Bandengan
BDU3 | BDU 3-01 | GAE | LBS |  | Bandengan
BDU3 | BDU 3-02 | GAE | LBS |  | Bandengan
BDU3 | BDU 3-03 | GAE | PGC |  | Bandengan
BDS5P | BDS 5P-01 | EGA | LBS |  | Bandengan
BDS5P | BDS 5P-02 | EGA | LBS |  | Bandengan
B77 | B 77-03 | EGA | PB |  | Bandengan
A127 | A 127-02 | MERLIN GERIN - SM6 | LBS |  | Bandengan
PB38 | BELUM ADA | ABB | LBS |  | Pondok Kopi
PB38 | BELUM ADA | ABB | LBS |  | Pondok Kopi
A44 | A 44-01 | EGA | LBS |  | Bandengan
A44 | A 44-02 | EGA | LBS |  | Bandengan
A44 | A 44-03 | EGA | PB |  | Bandengan
PG188 | BELUM ADA | MERLIN GERIN SM6 | CBOM |  | Pondok Kopi
PG188 | BELUM ADA | KIT 27,2 | B1 |  | Pondok Kopi
E152 | CV 06-5144/009 | SIEMENS | LBS | 1993 | Pondok Kopi
E152 | CV 06-5144/009 | SIEMENS | PB TRAFO 1 | 1993 | Pondok Kopi
E212 | 24417214 | EGA | PB | 2017 | Kramat Jati
TD244 | - | MERLIN GERIN | LBS |  | Ciputat
E401 | E401-2 | ABB | LBS (MOTORIZE) | 2013 | Kramat Jati
AB172 | AB 172-02 | EGA | LBS MOTORIZED | 2016 | Bandengan
AB172 | AB 172-04 | SCHNEIDER SM6 | PGDB |  | Bandengan
E32 | 847.13.BF | EGA | LBS | 2013 | Ciracas
E32 | CI.2016.W26.1.0007 | SCHNEIDER SM6 | LBS | 2016 | Ciracas
GD243 | SM.1041158 CI | SCHNEIDER SM6 | PGC | 2010 | Ciracas
MK122 | MK 122-03 | EGA | PB |  | Bandengan
MK140 | CI 2018 W34-6-0056 | SCHNEIDER | LBS |  | Bandengan
K257N | 3212.13.BL | EGA | PMT | 2013 | Cempaka Putih
K257N | 1547.13.BF | EGA | PB TRAFO | 2013 | Cempaka Putih
MK306 | MK 306-01-9324101 | GAE GLS | LBS |  | Bandengan
MK116 | SM0100829 | MERLIN GERIN SM6 | LBS |  | Bandengan
TD353 | - | FLUOKIT M | LBS |  | Ciputat
TD353 | - | FLUOKIT M | PB |  | Ciputat
MK116 | SM0101060 | MERLIN GERIN SM6 | PB |  | Bandengan
JGK12 | 1302382 | ABB | LBS-2 | 2014 | Lenteng Agung
JGK12 | 1302123 | ABB | PB-1 | 2014 | Lenteng Agung
CP216 | - | UNINDO | LBS |  | Ciputat
CP353 | - | GAE | PB |  | Ciputat
TA35 | TA 39-03 | SCHNEIDER | PB |  | Bandengan
TD35 | 1302348 | ABB | LBS | 2013 | Ciputat
TD35 | 1302315 | ABB | LBS | 2013 | Ciputat
TD35 | 1302477 | ABB | PB 2 | 2013 | Ciputat
CP365 | - | UNINDO | LBS |  | Ciputat
CP365 | - | UNINDO | LBS |  | Ciputat
CP365 | - | UNINDO | PB |  | Ciputat
TD163 | - | FLOUMATIK | LBS |  | Ciputat
KPK29G | KPK 29G-28220/119/12/01EG | aep | LBS | 2012 | Bandengan
KPK29G | KPK-29G-28238/119/12/01EG | AEP | LBS | 2012 | Bandengan
KPK29G | KPK 29G-1211184 | AEP | PB | 2012 | Bandengan
E406 | E406-1_13.02210 | ABB UNISWITCH | LBS (MOTORIZE) | 2014 | Kramat Jati
E406 | E406-2_13.02210 | ABB UNISWITCH | LBS (MOTORIZE) | 2014 | Kramat Jati
E406 | E406-3_120311 | ABB UNISWITCH | PB TRAFO | 2014 | Kramat Jati
K56 | K 56 | SM 6 | PGC |  | Cempaka Putih
TA80 | 1930022 | SCHNEIDER | LBS CBO | 2017 | Cengkareng
TA80 | 131815 | ABB | LBS | 2013 | Cengkareng
TD158 | - | GAE | PB |  | Ciputat
RG42 | 502637997/3001-009 | ABB SAFEPLUS | PB-1 | 2019 | Lenteng Agung
PL103 | 2019W3440082 | FLUKIT M | CBOM |  | Pondok Kopi
D336P | 1549.13.BL | EGA | PMT | 2013 | Menteng
DT80 | DT 80 | SIEMENS | KOPEL |  | Lenteng Agung
CP232 | - | GAE | LBS |  | Ciputat
GH0407 | GH 407-GI KMB | SCHNEIDER | LBS | 2011 | Kebon Jeruk
GH0407 | GH 407-DK 4 | SCHNEIDER | LBS | 2011 | Kebon Jeruk
AB13N | AB 13N-02 | MERLIN GERIN SM 6 | LBS |  | Bandengan
AB13N | AB 13N-03 | FLOUKIT-M | PB |  | Bandengan
JR115 | 3915 | FLUOKIT M | PB | 2010 | Ciracas
JR102 | SM.0701830 | MG SM6 | PB II | 2007 | Ciracas
JR102 | SM.0602821 | MG SM6 | LBS |  | Ciracas
B444P | B 444P - 3296.13BL | EGA | PMT | 2013 | Bandengan
B385 | B 385 - PGC 19463 | GAE | PGC | 2004 | Bandengan
B385 | B 385 - LBS2 19409 | GAE | LBS | 2004 | Bandengan
CKG120 | 2807.13.BL | EGA | LBS | 2013 | Cengkareng
CKG121 | 2800.13BL | EGA | PMT | 2013 | Cengkareng
PM201 | PM 201 | SCHENEIDER | LBS-1 | 2009 | Lenteng Agung
PM201 | PM 201 | SCHENEIDER | LBS-2 | 2009 | Lenteng Agung
MK216 | 0717.16.212 | EGA | LBS | 2016 | Cengkareng
CKG131 | 3792.13BL | EGA | LBS | 2013 | Cengkareng
CKG131 | 3730.13.BL | EGA | LBS | 2013 | Cengkareng
RB1 | CI-2019-W27-3-1401 | SCHINEIDER | LBS | 2019 | Cengkareng
RB1 | CI-2019-W39-3-1404 | SCHINEIDER | LBS | 2019 | Cengkareng
RB1 | CI-2020-W35-3-1404 | SCHINEIDER | PB | 2020 | Cengkareng
CN55 | - | MERLIN GERLIN | LBS |  | Ciputat
CN55 | - | MERLIN GERLIN | LBS |  | Ciputat
CN55 | - | MERLIN GERLIN | PB |  | Ciputat
CN14 | C1-2016-W3-5-0051 | SCHNEIDER | LBS | 2016 | Ciputat
CN14 | C1-2016-1026-5-0049 | SCHNEIDER | LBS CBO | 2016 | Ciputat
CN14 | C1-2016-W29-1-0056 | SCHNEIDER | PB | 2016 | Ciputat
CN8 | - | MERLIN GERLIN | LBS |  | Ciputat
CN8 | - | MERLIN GERLIN | LBS |  | Ciputat
CN8 | - | MERLIN GERLIN | PB |  | Ciputat
CN54 | - | MERLIN GERLIN | LBS |  | Ciputat
CN54 | - | MERLIN GERLIN | LBS |  | Ciputat
CN54 | - | MERLIN GERLIN | PB |  | Ciputat
CN10 | - | MERLIN GERLIN | LBS |  | Ciputat
CN10 | - | MERLIN GERLIN | LBS |  | Ciputat
CN10 | - | MERLIN GERLIN | PB |  | Ciputat
PL57N | CI-2012-W40-2-0012 | SCHNEIDER SM6 | LBS |  | Pondok Kopi
RG169 | RG 169 | EGA | LBS-2 |  | Lenteng Agung
CB93P | 1667.18.213 | EGA | LBS | 2018 | Ciracas
CB93P | 25076/105/11/02/E6 | GAE | PB |  | Ciracas
CKG117 | 1302141 | ABB | PB 1 | 2013 | Cengkareng
CKG119 | 2783.13.BL | EGA | PMT | 2013 | Cengkareng
CKG119 | 1774.13.BF | EGA | PB | 2013 | Cengkareng
CP332 | - | SCHNEIDER | LBS |  | Ciputat
CP326 | - | GAE | LBS |  | Ciputat
CP326 | - | GAE | LBS |  | Ciputat
CP379 | - | GAE | LBS |  | Ciputat
A97 | A 97-03 | FLOUKIT-M | PT |  | Bandengan
MK292 | 04-MK 292 | EGA | PB |  | Bandengan
RG150 | RG 150 | FLUOKIT M | LBS-2 |  | Lenteng Agung
KG399 | - | SCHNEIDER SM6 | PB2 |  | Tanjung Priok
GH0135 | GH 135-P.LADA | MERLIN GERLIN | LBS |  | Bandengan
AB3 | AB 3 - 01 | EGA | LBS 1 |  | Bandengan
AB3 | AB 3 - 03 | EGA | PB TRAFO |  | Bandengan
KJ340 | KJ 340-LBS-2 | EGA | LBS | 2013 | Kebon Jeruk
B79 | CI-2018-W39-9-0050 | SCHNEIDER SM6 | LBS MOTORIZED | 2018 | Bandengan
B92 | 0314.15.212/2015 | EGA | LBS 1 |  | Bandengan
PM245 | PM 245 | FLUOKIT M | LBS-1 |  | Lenteng Agung
KN6B | GDSA-GAE | GAE | PB | 2011 | Menteng
CP274 | - | F & G | LBS |  | Ciputat
CP274 | - | F & G | LBS |  | Ciputat
PM332 | PM 332 | GAE | CBOG-1 |  | Lenteng Agung
TG481 | - | EGA | LBS MOT |  | Cengkareng
TG481 | - | GAE | PB2 |  | Cengkareng
SP200 | - | ABB | PB |  | Menteng
D322P | - | Ormazabal | PB |  | Menteng
D322P | - | Ormazabal | PB |  | Menteng
D322P | - | Ormazabal | PB |  | Menteng
KDR189 | 13.0235 | ABB | LBS | 2013 | Cengkareng
KDR189 | 13.0247 | ABB | PB | 2013 | Cengkareng
MK416 | MK 416-01 | ABB UNISWITCH | LBS |  | Bandengan
MK416 | MK 416-02 | ABB UNISWITCH SDC | LBS |  | Bandengan
MK416 | MK 416-03 | MERLIN GERIN SM6 | PT |  | Bandengan
MK416 | MK 416-04 | MERLIN GERIN SM6 | PGDB |  | Bandengan
PM53 | PM 53 | GAE | CBOM-2 |  | Lenteng Agung
PM131S | PM 131S | ABB | LBS-1 |  | Lenteng Agung
PM131S | PM 131S | ABB | LBS-2 |  | Lenteng Agung
TD21 | - | KIT 25 C | LBS |  | Ciputat
PL152 | 25262/107/11/01/E6 | GAE | LBS | 2011 | Pondok Kopi
PL152 | 25651/151/11/02/E6 | GAE | PB | 2011 | Pondok Kopi
AB11E | AB 11E_01 | FLUOMATIC | PB 1 |  | Bandengan
AB11E | AB 11E_02 | SCHNEIDER | LBS 1 |  | Bandengan
AB11E | AB 11E_03 | SCHNEIDER | LBS 2 |  | Bandengan
CN99 | 0163.15-209 | EGA | LBS | 2015 | Ciputat
BK181 | 12413206 | ORMAZABAL | LBS | 2011 | Marunda
KDR203 | 0150-15-209 | EGA | LBS2 | 2015 | Cengkareng
CK201 | 170 | ORMAZABAL | LBS |  | Marunda
GD60 | 1662.17.234 | EGA | LBS | 2017 | Ciracas
GD60 | CI.2013-W16-2-0017 | SCHNEIDER SM6 | PGC | 2013 | Ciracas
MD102 | - | SCHNEIDER SM6 | LBS |  | Marunda
MD102 | - | SCHNEIDER SM6 | LBS |  | Marunda
B355 | 01-B 355 | SIEMENS | LBS |  | Bandengan
B355 | 02-B 355 | SIEMENS | LBS |  | Bandengan
B355 | 03-B 355 | SIEMENS | PB |  | Bandengan
B428 | 12444 | FLUOKIT M BIRU | LBS |  | Bandengan
B418 | B 418-02 | FLUOKIT M MERAH | LBS2 |  | Bandengan
KDR195 | C1-2013-W48-4-0016 | SCHNEIDER | CBOG | 2013 | Cengkareng
B43N | B 43N-01 | MERLIN GERIN SM6 | LBS1 |  | Bandengan
JS217 | 13.0235 | ABB UNISWITCH | LBS | 2013 | Pondok Gede
JS219 | 13.0235 | ABB UNISWITCH | LBS | 2013 | Pondok Gede
CP391 | - | GAE | LBS |  | Ciputat
CP393 | - | SCHNEIDER | LBS |  | Ciputat
CP393 | - | SCHNEIDER | LBS |  | Ciputat
CP208 | - | F & G | LBS |  | Ciputat
PGL8 | 1239s119 | ORMAZABAL | LBS | 2012 | Pondok Kopi
PG409 | 11410 | UNINDO | LBS | 2008 | Pondok Kopi
PG350 | 502488616/2001-10 | ABB | LBS | 2019 | Pondok Kopi
PG350 | 502488616/1001-012 | ABB | LBS | 2019 | Pondok Kopi
PG350 | 502488616/3001-009 | ABB | PB | 2019 | Pondok Kopi
PG250 | BELUM ADA | EGA | LBS |  | Pondok Kopi
PG250 | 20040290 | ABB | PB | 2004 | Pondok Kopi
PG188 | BELUM ADA | SM6 | LBS |  | Pondok Kopi
E189 | E 189-SM 1036139 C1 | SM6-SCHNEIDER | LBS | 2010 | Kramat Jati
T359P | 12325 | EGA | PMT |  | Menteng
CB112P | 1859.13 BL | EGA | LBS | 2013 | Ciracas
E103A | 17 | SIEMENS | LBS | 2017 | Pondok Kopi
PL245 | 0357.17.214 | EGA | PB | 2017 | Pondok Kopi
PL246 | 0338.19.214 | EGA | LBS | 2019 | Pondok Kopi
E175 | 0241.15.211 | EGA | PB | 2015 | Pondok Kopi
B19BIS | CI-2018-W36.1.0026-F1 | SCHNEIDER SM6 | ACO/SACO | 2018 | Bandengan
GH0021 | GH 21-01 | ABB | LBS 1 |  | Bandengan
GH0030 | GH 30-01 | FLUOKIT M | LBS |  | Bandengan
GH0030 | GH 30-02 | FLUOKIT M | LBS |  | Bandengan
GH0030 | GH 30-03 | FLUOKIT M | LBS |  | Bandengan
GH0030 | GH 30-04 | FLUOKIT M | LBS |  | Bandengan
GH0030 | GH 30-05 | FLUOKIT M | LBS |  | Bandengan
GH0030 | GH 30-06 | FLUOKIT M | LBS |  | Bandengan
CK48 | - | KIT 27.2 | B1 |  | Marunda
CK48 | - | KIT 25 | PB |  | Marunda
B13BIS | B 13BIS - PB -03 | ABB UNISWITCH | PB 1 |  | Bandengan
B18N | B 18N - LBS - 01 | FLUOKIT M BIRU | LBS 1 |  | Bandengan
B18N | B 18N - PB - 03 | SCHENEIDER SM 6 | PB 1 |  | Bandengan
B18N | B 18N - PB - 04 | FLUOKIT M MERAH | PB 2 |  | Bandengan
AB143 | AB 143-02 | F&G | LBS |  | Bandengan
AB143 | AB 143-04 | F&G | PB |  | Bandengan
AB115 | AB 115-02 | SIEMENS RMU | LBS |  | Bandengan
AB39A | AB 39A-01 | KIT 25 | LBS |  | Bandengan
AB39A | AB 39A-03-6389 | KIT 25 | PB |  | Bandengan
AB200 | AB 200-02-46570005 | ABB | LBS 2 |  | Bandengan
AB200 | AB 200-03-48560002 | ABB | PT |  | Bandengan
B183 | B 183-03 | EGA | PGC |  | Bandengan
AB2A | AB 2A-01 | EGA | LBS 1 |  | Bandengan
AB2A | AB 2A-02 | EGA | LBS 2 |  | Bandengan
AB2A | AB 2A-03 | EGA | PB |  | Bandengan
AB150 | AB 150-03-526 | FLOUKIT M | PGC 1 |  | Bandengan
AB150 | AB 150-05-926 | FLOUKIT M | PB |  | Bandengan
B378 | B 378-01 | ABB | LBS 1 |  | Bandengan
B378 | B 378-02 | ABB | LBS 2 |  | Bandengan
B378 | B 378-03 | ABB | PGC |  | Bandengan
CP444 | C1.2013.W48-1-0004 | SCHNEIDER | LBS | 2013 | Ciputat
CP277 | - | UNINDO AREVA | LBS |  | Ciputat
CP277 | - | UNINDO AREVA | LBS |  | Ciputat
CP277 | - | UNINDO AREVA | PB |  | Ciputat
GD203P | SB 2011.W21.5.0028 | SCHENEIDER | PB | 2011 | Ciracas
GD203P | SB 2011.W10.2.0080 | SCHENEIDER | LBS | 2011 | Ciracas
GD203P | SB 2011.W17.2.0082 | SCHENEIDER | LBS | 2011 | Ciracas
CP108 | - | SIEMENS | LBS |  | Ciputat
CP108 | - | SIEMENS | PB |  | Ciputat
CP240 | - | SIEMENS | LBS |  | Ciputat
CP250 | - | SIEMENS | LBS |  | Ciputat
CP250 | - | SIEMENS | LBS |  | Ciputat
CP250 | - | SIEMENS | PB |  | Ciputat
KP51 | 73916214 | EGA | PB TRAFO | 2016 | Marunda
KP59 | 12.681 | ABB UNISWITCH | LBS | 2012 | Marunda
SP13 | SP 13-TRAFO 3 | SIEMENS | PB |  | Kebon Jeruk
KL167 | 1300661 | EGA | PB |  | Kebon Jeruk
B32C | B 32C - 01 | FLUOKIT M | LBS 1 |  | Bandengan
B32C | B 32C - 02 | FLUOKIT M | LBS 2 |  | Bandengan
B32C | B 32C - 03 | FLUOKIT M | PB TRAFO |  | Bandengan
KD53S | 3527.17.213 | EGA | LBS | 2017 | Pondok Kopi
KD208P | SM0603713 | SCHNEIDER SM6 | LBS |  | Pondok Kopi
MB74 | MB 74-PT | ABB | PT |  | Bandengan
KJ50 | 1308377 - BF | EGA | PB | 2013 | Kebon Jeruk
CP156 | - | ABB | LBS |  | Ciputat
CP156 | - | ABB | LBS |  | Ciputat
CP251 | - | UNINDO | LBS |  | Ciputat
CP251 | - | UNINDO | LBS |  | Ciputat
CP251 | - | UNINDO | PGC |  | Ciputat
A111 | A 111-01 | SCHNEIDER | LBS 1 |  | Bandengan
A111 | A 111-02 | FLUOKIT M | LBS 2 |  | Bandengan
B43N | B 43N-03 | KIT 27.2 | PB1 |  | Bandengan
JS216 | CI-2021-W38-5-1401 | SCHNEIDER RM6 | PB | 2021 | Pondok Gede
KPK33P | KPK 33P-01 | ABB UNISWITCH SDC | LBS |  | Bandengan
GD68C | 2907.13.BL | EGA | LBS | 2013 | Ciracas
TD402 | - | GAE | PB |  | Ciputat
KD50N | CI-2014-W46-4-0010 | SCHNEIDER | LBS | 2014 | Pondok Kopi
TD354P | - | GAE | PB |  | Ciputat
KDR103 | 131828 | ABB | LBS | 2013 | Cengkareng
CB45 | T7.50.00069.2004/008 | SIEMENS | LBS |  | Ciracas
GD239 | 1461 | FLUOKIT M | PT | 1995 | Ciracas
GD239 | 142N.230762M0007 | ABB UNISWITCH | PGDB | 2000 | Ciracas
MK69A | MK69A-PB1 | EGA | PB |  | Bandengan
BK77 | 1553.171.3 | EGA | LBS | 2016 | Marunda
BK206 | CI.2015.W40.3.0047 | SCHNEIDER SM6 | CBO | 2015 | Marunda
CB3 | CV.735500-000050/007 | SIEMENS | LBS |  | Ciracas
CB3 | CV.735500-000060/006 | SIEMENS | PB |  | Ciracas
CB6 | CI.2017.W32.2.0027 | SCHNEIDER SM6 | LBS |  | Ciracas
CB6 | 1604.18.213 | EGA | LBS |  | Ciracas
CB6 | 0875.18.214 | EGA | PB |  | Ciracas
CB104 | CI.2013-W14-5-0022 | SCHNEIDER SM6 | PGC |  | Ciracas
CRC6 | 0196.15.214 | EGA | PB |  | Ciracas
CK38 | 0349.15.212 | EGA | LBS |  | Marunda
CB105P | 13.1372 | ABB UNISWITCH | PB |  | Ciracas
JR108 | 10668 | FLUOKIT M | LBS |  | Ciracas
PK256 | - | SCHNEIDER SM6 | LBS |  | Marunda
KG38 | - | SCHNEIDER SM6 | PGC |  | Marunda
JR183 | 0177.15.209 | EGA | LBS MOTORIZE | 2014 | Pondok Gede
CK217 | -1887 | EGA | LBS |  | Marunda
D17N | D 17N | MERLIN GERIN | PMT |  | Menteng
D17N | D 17N | MERLIN GERIN | PB |  | Menteng
D17N | D 17N | MERLIN GERIN | PT |  | Menteng
K211 | K 211 | MERLIN GERIN | PT |  | Menteng
CP456 | 0013-15-209 | EGA | LBS MOTORIZE | 2015 | Ciputat
P79 | P 79 | FLUOKIT M | B1 |  | Menteng
D389 | 63084 | ORMAZABAR | LBS MOT | 2019 | Menteng
MB97 | MB 97-03-0004.15.211 | EGA | PB | 2015 | Bandengan
BTC27 | - | GAE | ARESTER | 2011 | Cengkareng
KP51 | 79717.213 | EGA | LBS | 2012 | Marunda
KP51 | 58916212 | EGA | LBS | 2016 | Marunda
CKG135 | 0184-15-221 | EGA | PB TRAFO | 2014 | Cengkareng
GD374 | 13.0245 | ABB UNISWITCH | PB | 2013 | Ciracas
GD374 | 13.0225 | ABB UNISWITCH | LBS | 2013 | Ciracas
KDR211 | IDABB420030280 | ABB | LBS | 2020 | Cengkareng
NS15 | 123456 | MG | LBS |  | Cengkareng
NS15 | 123456 | MG | PGDB |  | Cengkareng
KDR66 | 2012-26109-022-12-03EG | EGA | PGC | 2012 | Cengkareng
GH0030 | GH 30-07 | FLUOKIT M | LBS |  | Bandengan
GH0030 | GH 30-08 | FLUOKIT M | LBS |  | Bandengan
GH0030 | GH 30-09 | FLUOKIT M | LBS |  | Bandengan
GH0272 | GH 272-01 | MERLIN GERIN | LBS |  | Bandengan
GH0025 | CI.2017.35.1.0023 | SCHNEIDER SM6 | LBS | 2017 | Bandengan
GH0025 | CI.2017.W35.4.0012 | SCHNEIDER SM6 | LBS | 2017 | Bandengan
GH0025 | CI.2017.W35.3.0024 | SCHNEIDER SM6 | LBS | 2017 | Bandengan
GH0025 | CI.2017.W35.4.0037 | SCHNEIDER SM6 | LBS | 2017 | Bandengan
GH0025 | CI.2017.W35.1.0024 | SCHNEIDER SM6 | LBS | 2017 | Bandengan
GH0025 | 2191.13.131 | EGA | LBS | 2013 | Bandengan
GH0272 | GH 135-01 | EGA | LBS |  | Bandengan
GH0025 | CI.2017.W35.2.0006 | SCHNEIDER SM6 | LBS | 2017 | Bandengan
GH0226 | GH 226-01 | MERLIN GERIN | LBS |  | Bandengan
GH0025 | CI.2017.W33.4.0031 | SCHNEIDER SM6 | LBS | 2017 | Bandengan
GH0018 | GH 18 | MG VERCORS 6 | PMT |  | Cempaka Putih
GH0018 | GH 18 | MG VERCORS 6 | PMT |  | Cempaka Putih
GH0018 | GH 18 | MG VERCORS 6 | PMT |  | Cempaka Putih
GH0312 | GH 312 | FLUOKIT M | PMT |  | Cempaka Putih
GH0312 | GH 312 | FLUOKIT M | PMT |  | Cempaka Putih
GH0312 | GH 312 | FLUOKIT M | PMT |  | Cempaka Putih
GH0312 | GH 312 | FLUOKIT M | PMT |  | Cempaka Putih
GH0312 | GH 312 | FLUOKIT M | PMT |  | Cempaka Putih
GH0312 | GH 312 | FLUOKIT M | PMT |  | Cempaka Putih
GH0312 | GH 312 | FLUOKIT M | PMT |  | Cempaka Putih
GH0312 | GH 312 | FLUOKIT M | PMT |  | Cempaka Putih
GH0225 | GH 225 | ABB UNISWITCH (M) | PMT |  | Cempaka Putih
GH0225 | GH 225 | ABB UNISWITCH (M) | PMT |  | Cempaka Putih
GH0225 | GH 225 | ABB UNISWITCH (M) | PMT |  | Cempaka Putih
GH0225 | GH 225 | ABB UNISWITCH (M) | PMT |  | Cempaka Putih
GH0225 | GH 225 | MG SM6 MOTORIZE | PMT |  | Cempaka Putih
GH0225 | GH 225 | MG SM6 MOTORIZE | PMT |  | Cempaka Putih
GH0225 | GH 225 | MG SM6 MOTORIZE | PMT |  | Cempaka Putih
GH0225 | GH 225 | MG SM6 MOTORIZE | PMT |  | Cempaka Putih
CKG126 | CL.2014,W41-3-0005 | SCHNEIDER | PGC |  | Cengkareng
KCP2 | KCP2 | SM 6 | LBS/PMT | 2013 | Cempaka Putih
JGK12 | 1302259 | ABB | LBS-1 | 2014 | Lenteng Agung
CP151 | - | F&G | LBS |  | Ciputat
GH0139 | M.1503204.059315209 | EGA | LBS | 2015 | Pondok Gede
MB99P | MB 99P- 0635-15-209 | EGA | LBS 1 | 2015 | Bandengan
MB99P | MB 99P-0009-15-209 | EGA | LBS 2 | 2015 | Bandengan
KJ361 | 0638.15.209 | EGA | LBS MANUAL | 2015 | Kebon Jeruk
BK180 | 12245058 | ORMAZABAL | PB | 2012 | Marunda
CNK14 | - | GAE | LBS |  | Ciputat
CNK5 | - | ORMAZABAL | LBS |  | Ciputat
CNK5 | - | ORMAZABAL | PB |  | Ciputat
E63A | 4448 | UNINDO | LBS |  | Pondok Kopi
E63A | 853 | UNINDO | CBOM |  | Pondok Kopi
E63A | 2547.17.213 | EGA | LBS | 2017 | Pondok Kopi
E63A | 1038 | UNINDO | LBS |  | Pondok Kopi
E63A | 1194 | UNINDO | TRAFO |  | Pondok Kopi
E63A | 1334 | UNINDO | LBS |  | Pondok Kopi
KD5 | 59504238 | MERLIN GERLIN | PB |  | Pondok Kopi
PL232 | 0295.16.212 | EGA | LBS | 2016 | Pondok Kopi
PGL30 | 1308664 | EGA | PB | 2013 | Pondok Kopi
PGL30 | 13071069 | EGA | LBS | 2013 | Pondok Kopi
PGL30 | 1308268 | EGA | LBS | 2013 | Pondok Kopi
PL156 | 27145/075/12/01/E6 | GAE | LBS |  | Pondok Kopi
CP357 | - | SCHNEIDER | PGDB |  | Ciputat
BDU8 | 2159.13.BL | SCHNEIDER | LBS2 | 2013 | Bandengan
PG167 | PG 167 | KIT M24 | PB |  | Cempaka Putih
PG226 | PG 226 | SM 6 | PMT |  | Cempaka Putih
MK396 | MK 396-4 | ABB | PT |  | Bandengan
TP80 | TP 80 | MERLIN GERLIN SM6 | PB |  | Cempaka Putih
CP358 | 24463/104/11/01/E6 | GAE | LBS | 2011 | Ciputat
CP358 | 24502/104/11/01/E6 | GAE | LBS | 2011 | Ciputat
CP358 | 24776/104/11/02/E6 | GAE | PB | 2011 | Ciputat
BTC30 | 27547/02112/03 | GAE | PGC |  | Cengkareng
BTC30 | 27514/022/12/01 | GAE | LBS |  | Cengkareng
B35 | B 35-01 | SCHNEIDER SM6 | PB |  | Bandengan
B35 | B 35-02 | SCHNEIDER SM6 | LBS MOTORIZE |  | Bandengan
B35 | B 35-03 | SCHNEIDER SM6 | LBS |  | Bandengan
B35 | B 35-04 | SCHNEIDER SM6 | CBO MOTORIZE |  | Bandengan
AB68B | AB 68B-01 | ORMAZABAL | LBS |  | Bandengan
AB68B | AB 68B-02 | ORMAZABAL | LBS |  | Bandengan
AB68B | AB 68B-03 | ORMAZABAL | PB |  | Bandengan
CKG57 | 24553/104/11/01/E6 | GAE | PMT | 2011 | Cengkareng
CKG57 | 24473/104/11/01/E6 | GAE | PMT | 2011 | Cengkareng
CKG57 | 724.13.BF | EGA | PB | 2013 | Cengkareng
KDR99 | T73005555599-0007 | SIEMENS | LBS | 2018 | Cengkareng
KDR99 | T73005555599-0042 | SIEMENS | PB | 2018 | Cengkareng
KJ163 | KJ163 | F & G | LBS |  | Bintaro
CD130 | CD130 | MG-SM6 | LBS |  | Bintaro
CD176 | CD176 | FLOUKIT M C10 | LBS |  | Bintaro
CD176 | CD176 | FLOUKIT M C10 | LBS |  | Bintaro
KL185 | KL185 | MG SM 6 | LBS |  | Bintaro
KL185 | KL185 | MG SM 6 | PB |  | Bintaro
CD175 | CD175 | MG SM 6 | LBS |  | Bintaro
CD31 | CD31 | FLOUMATIC | LBS |  | Bintaro
CD292 | CD292 | F & G | LBS |  | Bintaro
CD292 | CD292 | F & G | PB |  | Bintaro
CD265 | CD265 | SCHENEIDER | LBS |  | Bintaro
CD265 | CD265 | SCHENEIDER | LBS |  | Bintaro
CD265 | CD265 | SCHENEIDER | PB |  | Bintaro
P96 | W46.2.0037 | SCHNEIDER | PMT | 2013 | Menteng
P96 | W47.1.0004 | SCHNEIDER | CBOM | 2013 | Menteng
CD297 | CD297 | GAE | LBS |  | Bintaro
CD297 | CD297 | GAE | PGC/DT |  | Bintaro
KL192 | KL192 | GAE | PB |  | Bintaro
PIK1P | PIK 1P-03 | ABB SAFEPLUS | PB |  | Bandengan
MK80 | 5 | SCHENEIDER | PGDB |  | Bandengan
PIK1P | PIK 1P-01 | ABB SAFEPLUS | LBS |  | Bandengan
TA2 | TA 2-01 | KIT 27,2 | LBS 1 |  | Bandengan
TG108 | 18071707 | EGA | LBS |  | Bandengan
CK213 | 2379.13.BL | EGA | LBS | 2013 | Marunda
CK212 | 0207.17.212 | EGA | LBS | 2017 | Marunda
CK213 | 725.13.BF | EGA | PB TRAFO | 2013 | Marunda
CK213 | 2363.13.BL | EGA | LBS | 2013 | Marunda
CK212 | 1134.13.BF | EGA | PB TRAFO | 2013 | Marunda
GH0338 | SM0400762 | MERLIN GERIN | PMT | 1992 | Cengkareng
GH0338 | SM0400543 | MERLIN GERIN | PMT | 1992 | Cengkareng
GH0338 | SM0302185 | MERLIN GERIN | PB | 1992 | Cengkareng
GD334P | SB.2011-W16-6-0071 | SCHENEIDER RM6 | LBS |  | Ciracas
KP19 | 130076 | ABB UNISWITCH | LBS | 2002 | Marunda
PK219 | 218713 | EGA | LBS |  | Marunda
CL25 | 20002 | EGA | PB TRAFO |  | Marunda
CP457 | 0181-15-211 | EGA | PB | 2014 | Ciputat
PG435P | 0058.15.211 | EGA | PB | 2015 | Cempaka Putih
GD95 | CI.2017.W36.4.011 | SCHNEIDER SM6 | LBS |  | Ciracas
KJ356 | C/L-2015-W11-1-0034 | SCHENEIDER | LBS MOTORIZED | 2015 | Kebon Jeruk
CB75P | SB.2010-W44-2-0055 | SCHENEIDER RM6 | LBS | 2010 | Ciracas
BK59 | 23859605 | ORMAZABAL | LBS | 2006 | Marunda
CP459 | 0237-15-209 | EGA | LBS | 2015 | Ciputat
JR183 | 0084.15.211 | EGA | PB | 2014 | Pondok Gede
CP323 | - | GAE | LBS |  | Ciputat
PB49 | CI-2014-W48-4-0040 | SCHNEIDER | LBS | 2014 | Pondok Kopi
CP456 | 0070-15-211 | EGA | PB | 2015 | Ciputat
T337 | T 337 | GAE | PMT |  | Menteng
KN217 | W40-1-004 | SCHNEIDER | CBOM | 2015 | Menteng
T366P | T 366P | EGA | PMT |  | Menteng
T349P | - | SCHNEIDER | RMU RM6 | 2019 | Menteng
K274 | K 274 | SCHNEIDER | PMT |  | Menteng
K274 | K 274 | SCHNEIDER | PGC |  | Menteng
BTC27 | 23594/102/11/01/EG | GAE | LBS | 2011 | Cengkareng
GD334P | SB.2011-W21-3-0071 | SCHENEIDER RM6 | PB |  | Ciracas
GD322 | SB.2011.W16.5.0040 | SCHENEIDER RM6 | LBS | 2011 | Ciracas
KP19 | 601.13.BF | EGA | PB TRAFO | 2013 | Marunda
BK94 | 3215 | EGA | PB TRAFO | 2015 | Marunda
KDR215 | C1-2014-W47-1-0006 | SCHNEIDER | LBS | 2014 | Cengkareng
KDR215 | C1-2015-W11-2-0007 | SCHNEIDER | PGC | 2015 | Cengkareng
S55B | CI-2019-W07-3-0024 | Schneider SM6 | CBOM | 2019 | Menteng
S55B | S 55 | FLUOKIT M | PGC |  | Menteng
KJ346 | 1826.13 BF | EGA | PB TRAFO | 2013 | Kebon Jeruk
CKG137RPAT | 0181.15.211 | EGA | LBS | 2015 | Cengkareng
CSL11 | 1672.17.234 | EGA | LBS |  | Ciracas
GD336P | CI.2019.W20.3.0079 | SCHNEIDER SM6 | PB | 2019 | Ciracas
AB280 | AB 280-CI-2015-W16-1-0047 | SCHNEIDER | LBS | 2015 | Bandengan
GD376 | 13.0225 | ABB UNISWITCH | LBS | 2013 | Ciracas
GD376 | 13.0248 | ABB UNISWITCH | PB | 2013 | Ciracas
CGR33 | I.0352.15.209 | EGA | LBS-1 |  | Lenteng Agung
PGL31 | CI-2014-W49-3-0037 | SCHNEIDER | LBS | 2014 | Pondok Kopi
PL204 | 0266.15.211 | EGA | TRAFO | 2015 | Pondok Kopi
GD387 | 0056.15.211 | EGA | PB | 2015 | Ciracas
KDR216 | 0674-15-209 | EGA | LBS | 2015 | Cengkareng
KDR216 | 0305-15-211 | EGA | PB | 2015 | Cengkareng
CD41K | CD41K | MG | LBS |  | Bintaro
CD41K | CD41K | MG | LBS |  | Bintaro
CD41K | CD41K | MG | PB |  | Bintaro
CD218 | CD218 | CONTACT PLASMA | LBS |  | Bintaro
CD218 | CD218 | CONTACT PLASMA | LBS |  | Bintaro
CD218 | CD218 | CONTACT PLASMA | PB |  | Bintaro
CD190 | CD190 | ABB | LBS |  | Bintaro
CB115P | 13.115 | ABBUniswitch | LBS | 2013 | Ciracas
CD41B | CD41B | ABB | LBS |  | Bintaro
CB115P | 13.1505 | ABBUniswitch | LBS | 2013 | Ciracas
CD41B | CD41B | ABB | PB |  | Bintaro
CD238 | CD238 | GAE | LBS |  | Bintaro
CD238 | CD238 | GAE | PB |  | Bintaro
B26N | 0186.16.214/2016 | EGA | LBS 1 |  | Bandengan
B272 | B 272 - LBS - 01 | ABB BC-5 | LBS MANUAL |  | Bandengan
B69N | B 69N -LBS - 01 | SIEMENS | LBS 1 |  | Bandengan
B69N | B 69N -LBS - 03 | SIEMENS | LBS 3 |  | Bandengan
B69N | B 69N -PB - 05 | SIEMENS | PB 2 |  | Bandengan
B5B | B 5B - LBS-02 | ORMAZABAL | LBS 2 |  | Bandengan
BDS1 | BDS 1 - LBS -02 | SCHENEIDER SM 6 | LBS 2 |  | Bandengan
CP184 | 2345.13 BL | EGA | LBS | 2013 | Ciputat
CD328 | CD328 | ABB | LBS |  | Bintaro
CD328 | CD328 | ABB | PB |  | Bintaro
CD288 | CD288 | GAE | LBS |  | Bintaro
CD307 | CD307 | EGA | PB |  | Bintaro
CD307 | CD307 | EGA | LBS |  | Bintaro
JW61 | 13.022 | ABB UNISWITCH | LBS | 2013 | Pondok Gede
JW61 | 13.0236 | ABB UNISWITCH | LBS | 2013 | Pondok Gede
JW61 | C1-2013-W42-6-0010 | SCHNEIDER | CBOM | 2013 | Pondok Gede
A57 | A 57-01 | KIT 27,2 | PB1 |  | Bandengan
A57 | A 57-02 | KIT 27,2 | LBS |  | Bandengan
A57 | A 57-04 | ABB UNISWICTH | PB2 |  | Bandengan
B5A | B 5A-02 | SCHNEIDER RM6 | LBS |  | Bandengan
B348 | B 348-04 | FLUOKIT M | PT |  | Bandengan
B4 | B 4-01 | FLOUKITM | LBS |  | Bandengan
AB30 | AB 30-CSF63107 | ORMAZABAL | LBS | 2018 | Bandengan
AB30 | AB 30-02 | ORMAZABAL | LBS |  | Bandengan
AB30 | AB 30-03 | ORMAZABAL | PB |  | Bandengan
KG421 | 1178.13.BF | EGA | PB TRAFO |  | Tanjung Priok
CNK14 | - | GAE | LBS |  | Ciputat
CNK5 | - | ORMAZABAL | LBS |  | Ciputat
RG119P | RG 119 | UNINDO | PB-1 |  | Lenteng Agung
GH0067 | GH 67-SP 203 | GAE | LBS |  | Kebon Jeruk
GH0067 | GH 67-KL 167 | FLUOKIT M | LBS |  | Kebon Jeruk
GH0067 | GH 67-GH 411 | FLUOKIT M | LBS |  | Kebon Jeruk
GH0067 | GH 67-D 58N | FLUOKIT M | LBS |  | Kebon Jeruk
GH0414 | GH 414-D 58 | FLUOKIT M | LBS |  | Kebon Jeruk
GH0062 | GH 62 - KJ283 | SCHNEIDER | LBS MOTORIZED | 2016 | Kebon Jeruk
GH0062 | GH 62-SP154 | SCHNEIDER | LBS MOTORIZED | 2016 | Kebon Jeruk
D279 | 1 | GAE | PMT |  | Menteng
D279 | 3 | MERLIN GERIN | PGC |  | Menteng
CN101 | 0402-15-209 | EGA | LBS MOTORIZE | 2015 | Ciputat
PM355 | S/N.0174.15.211 | EGA | PB-1 |  | Lenteng Agung
CD353 | 0200-15-211 | EGA | PB | 2015 | Bintaro
PK52A | - | EGA | LBS |  | Marunda
MK122 | 04-MK 122 | SCHNEIDER SM6 DM1 | PGC |  | Bandengan
KG168 | - | EGA | LBS |  | Marunda
CK177 | - | ORMAZABAL | LBS |  | Marunda
CP469 | C1.2014-W25-3-0020 | SCHENEIDER | LBS | 2014 | Ciputat
MB95 | MB 95-CI-2014-W48-3-0032 | SCHNEIDER | CBOM | 2014 | Bandengan
GH0139 | M.1503038.060815209 | EGA | LBS | 2015 | Pondok Gede
BK180 | 12415151 | ORMAZABAL | LBS | 2012 | Marunda
K295 | W10.6.0002 | SCHNEIDER | CBOM | 2015 | Menteng
SC5P | 0412-15-209 | EGA | PMT KONVENS | 2015 | Cempaka Putih
RM81P | 0349-15-209 | EGA | LBS | 2015 | Cempaka Putih
DK77 | - | SCHNEIDER | PB |  | Cengkareng
KJ346 | 3709-13 BL | EGA | LBS MOTORIZED | 2013 | Kebon Jeruk
AB8K | AB 8K_01 | F & G | LBS 1 |  | Bandengan
CD332 | 13-02133 | ABB | LBS | 2013 | Bintaro
CD332 | 13-01491 | ABB | LBS | 2013 | Bintaro
CD332 | 13-1851 | ABB | PB | 2013 | Bintaro
PG169 | PG 169 | ABB | PB | 2012 | Cempaka Putih
PG370 | PG 370 | SCHNEIDER | KOPEL |  | Cempaka Putih
PG370 | PG 370 | SCHNEIDER | B1 |  | Cempaka Putih
PG370 | PG 370 | SCHNEIDER | B2 |  | Cempaka Putih
PM150 | PM 150P | ABB | PB-1 |  | Lenteng Agung
KDR199 | 3778.13.BL | EGA | LBS | 2013 | Cengkareng
KDR199 | 3787.13.BL | EGA | LBS |  | Cengkareng
KDR184 | 1929 S 022 | ORMAZABAL | LBS | 2019 | Cengkareng
PM352 | No.13.02349/2013 | ABB | LBS-1 |  | Lenteng Agung
CN90 | 1645.13.BF | EGA | PB | 2013 | Ciputat
CKG72 | 384.12.BL | EGA | LBS | 2012 | Cengkareng
CKG72 | 279.12.BF | EGA | PB | 2012 | Cengkareng
AB264G | AB 264G-02 | EGA | LBS 2 |  | Bandengan
AB264G | AB 2646G-03 | EGA | PB TRAFO |  | Bandengan
RG114 | RG 114 | GAE | PB-1 |  | Lenteng Agung
RG114 | RG 114 | FLUOKIT M | LBS-1 |  | Lenteng Agung
RG114 | RG 114 | FLUOKIT M | LBS-2 |  | Lenteng Agung
GD237 | 500411660/7001.05 | ABB | LBS | 2011 | Ciracas
A123 | A 123-02 | MG VERCOR 6 | LBS 2 |  | Bandengan
PS187P | 3215.13.BL | ABB SAFEPLUS | PMT | 2013 | Cempaka Putih
PS187P | 3228.13.BL | ABB SAFEPLUS | PMT | 2013 | Cempaka Putih
PS187P | 1354.13.BF | ABB SAFEPLUS | PB TRAFO | 2013 | Cempaka Putih
PIK49 | PIK 49-01 | SIEMENS | LBS MANUAL | 2017 | Bandengan
AB127 | AB 127_02 | EGA | LBS |  | Bandengan
E262 | E262-103560004 | SCHNEIDER | PB TRAFO | 2016 | Kramat Jati
E292 | E292-1 | SIEMENS | LBS | 2017 | Kramat Jati
AB139 | AB 139_04 | FLUOKIT M | PGDB |  | Bandengan
RG133C | 2019CSF61126 | ORMAZABAL | PB-1 | 2019 | Lenteng Agung
RG147 | RG 147 | SCHNEIDER | PB-1 |  | Lenteng Agung
CP151 | - | F&G | PB |  | Ciputat
TD21 | - | KIT 25 C | LBS |  | Ciputat
TD21 | - | KIT 25 C | PB |  | Ciputat
CP216 | - | UNINDO | PB |  | Ciputat
CP282 | - | SCHNEIDER | LBS |  | Ciputat
CP282 | - | SCHNEIDER | PB |  | Ciputat
TA35 | W37.2.0034 | SCHNEIDER | LBS |  | Bandengan
TA35 | TA 35-02 | SCHNEIDER | LBS |  | Bandengan
TD19 | - | FLUOKIT M | LBS |  | Ciputat
TD19 | - | FLUOKIT M | LBS |  | Ciputat
TD19 | - | FLUOKIT M | PB |  | Ciputat
PGL21 | 1304419 | EGA | PB | 2013 | Pondok Kopi
CP443 | C1.2013.W35-4-0029 | SCHNEIDER | LBS | 2013 | Ciputat
PIK2 | 4578 | FLUOKIT M24 | PB |  | Bandengan
B200 | B 200-02 | EGA MOTORIZE | LBS 2 |  | Bandengan
B364 | B 364-03 | FLOUKIT M | PT |  | Bandengan
B364 | B 364-05 | FLOUKIT M | B 1 |  | Bandengan
B43C | CI-2017-W40-3-0064 | SCHNEIDER SM 6 | LBS MOTORIZED | 2017 | Bandengan
B43C | CI-2017-W40-3-0151 | SCHNEIDER SM6 | LBS MOTORIZED | 2017 | Bandengan
B43F | B 43F-01 | MG | LBS 1 |  | Bandengan
AB211 | AB 211-01 | MERLIN GERIN | LBS 1 |  | Bandengan
AB211 | AB 211-02 | MERLIN GERIN | PB TRAFO |  | Bandengan
SD99 | SD 99-01 | GAE RMU | LBS |  | Bandengan
AB208 | AB 208-01 | SCHNEIDER SM-6 | LBS MOTORIZED | 2016 | Bandengan
AB106 | AB 106-01-16812204 | EGA | LBS 1 |  | Bandengan
DB73 | DB 73-01 | SIEMENS | LBS |  | Bandengan
MK380 | 1366 | FLUOKIT M24 | PT |  | Bandengan
MK100 | MK 100-01 | FLUOMATIC | LBS 1 |  | Bandengan
MK100 | MK 100-02 | EGA | LBS 2 |  | Bandengan
MK100 | MK 100-03 | FLOUKIT M | PT |  | Bandengan
MK100 | MK 100-04 | FLOUKIT M | PGDB |  | Bandengan
MK133 | MK 133-01 | EGA | LBS |  | Bandengan
MK133 | MK 133-02 | EGA | LBS |  | Bandengan
MK133 | MK 133-04 | EGA | PB |  | Bandengan
MK317 | MK 317-01 | ORMAZABAL | LBS |  | Bandengan
B268 | 1021-21 | ULUSOY | PB 2 | 2021 | Bandengan
B140 | B 140-02 | ORMAZABAL | LBS 2 |  | Bandengan
B320 | B 320 | ORMAZABAL | LBS 1 |  | Bandengan
MK129 | MK 129-01 | FLUOKIT M | LBS |  | Bandengan
PL188 | 13.64.13.BF | EGA | PB | 2013 | Pondok Kopi
KDR191 | 2236.13BL | EGA | LBS | 2013 | Cengkareng
B311 | B 311-01 | F & G | LBS 1 |  | Bandengan
KG261 | W36.3.0022 | SCHNEIDER | PB |  | Marunda
B394 | B 394-02-9508 | FLOUKIT M | LBS 2 |  | Bandengan
B394 | B 394-03-60272 | SCHNEIDER | PGC |  | Bandengan
KB586 | 0 | SCHNEIDER | CBO |  | Bulungan
CKG137RPAT | 0460-15-209 | EGA | LBS | 2015 | Cengkareng
CKG137RPAT | 0465.15.209 | EGA | PB | 2015 | Cengkareng
CKG141 | 0191-15-209 | EGA | LBS | 2015 | Cengkareng
KDR228P | 0588-15-209 | EGA | LBS | 2015 | Cengkareng
MN12P | SB 2011-W16-4-0083 | SCHENEIDER RM6 | LBS | 2010 | Ciracas
MK487P | MK 487P-0785.15.209 | EGA | LBS 1 | 2015 | Bandengan
PIK27G | PIK 27G-0436-15-209 | EGA | LBS | 2015 | Bandengan
TD25N | 0 | FLOUMATIC | PMT |  | Bulungan
BK189 | CI-2018-W21-4-0041 | SCHNEIDER SM6 | LBS | 2018 | Marunda
CD351 | 0443-15-209 | EGA | LBS | 2015 | Bintaro
BC35 | 12.1217 | ABB | LBS | 2012 | Cengkareng
CB86 | 50041160/9011-03 | ABB SAFEPLUS | LBS | 2011 | Ciracas
CP470 | 0696.15.209 | EGA | LBS | 2015 | Ciputat
PK256 | - | SCHNEIDER SM6 | PGC |  | Marunda
D309 | D 309 | FLOUKIT M | PGC |  | Menteng
GD171 | CI.2019-W34-3-0081 | SCHNEIDER SM6 | PGC | 2019 | Ciracas
GD171 | 0206.15.214 | EGA | PB | 2015 | Ciracas
RG188 | 0766-15-209 | EGA MR | LBS-1 |  | Lenteng Agung
RG188 | 0859-15-209 TH15 | EGA | LBS-2 |  | Lenteng Agung
KN224 | W24-1-0031 | SCHNEIDER | PMT | 2015 | Menteng
KN223 | CI.2015.W23.4.0049 | EGA | PMT | 2015 | Menteng
KJ371 | C1-2015-W35-W-0014 | SCHNEIDER | LBS MOTORIZED | 2015 | Kebon Jeruk
CKG45 | 123456 | SCHNEIDER | PGC |  | Cengkareng
KJ372 | C1-2015-W33-5-0047 | SCHNEIDER | LBS MANUAL | 2015 | Kebon Jeruk
K56 | K56 | SM6 | PGC |  | Cempaka Putih
MK355 | MK355-PT | FLUOKIT M24 | PT |  | Bandengan
CKG128PAT | 13.0231 | ABB | LBS | 2013 | Cengkareng
CN90 | C1.2013.W34-6-0000 | SCHNEIDER | LBS | 2013 | Ciputat
B323 | B 323 -05 | MG SM6 | PT |  | Bandengan
B323 | B 323-06 | MG SM6 | PGDB |  | Bandengan
B323 | B 323-07 | MG SM 6 | B1 |  | Bandengan
B323 | B 323 - B2 | MG SM6 | B2 |  | Bandengan
B323 | B 323 - CBO2 | EGA | CBO RC |  | Bandengan
B323 | B 323 - PB1 | MG SM6 | PB 1 |  | Bandengan
B323 | B 323 -PB2 | MG SM6 | PB 2 |  | Bandengan
B323 | B 323-013 | MG SM6 | LBS |  | Bandengan
B423 | B 423-04 | EGA | PB 2 |  | Bandengan
CD145 | CD145 | F & G RMU | LBS |  | Bintaro
CD48 | CD65 | KIT 27,1 | LBS |  | Bintaro
KDR183PAT | 3275.13.BL | EGA | PMT | 2013 | Cengkareng
KB263N | 28676 | GAE | PMT |  | Menteng
KB263N | 28707 | GAE | PMT |  | Menteng
KB263N | 28744 | GAE | PGC |  | Menteng
KDR170 | 1607.13.BF | EGA | PB | 2013 | Cengkareng
KDR170 | 3385.13.BL | EGA | LBS | 2013 | Cengkareng
KG74 | - | SCHNEIDER SM6 | LBS |  | Tanjung Priok
KG231 | SM0801951 | SCHNEIDER SM 6 | PGC |  | Tanjung Priok
KDR169 | 3491.13.BL | EGA | LBS | 2013 | Cengkareng
KDR169 | 3408.13.BL | EGA | LBS | 2013 | Cengkareng
KDR169 | 3470.13.BL | EGA | LBS | 2013 | Cengkareng
KDR169 | 1587.13.BF | EGA | PB | 2013 | Cengkareng
TD165 | TD165 | GAE | PB |  | Bintaro
B243 | B 243-01 | SCHNEIDER SM6 | LBS |  | Bandengan
B231 | B 231-03 | EGA | LBS |  | Bandengan
CD13P | CD13P | CONTACK PLASMA | PB |  | Bintaro
CP19B | . | FLUOMATIC | LBS |  | Ciputat
B153 | B 153-02 | SCHNEIDER SM6 | LBS MOTORIZED |  | Bandengan
BT178 | BT178 | ORMJBL | LBS |  | Bintaro
GH0158 | GH 158 | FLUOKIT M MOTORIS | LBS-17 |  | Lenteng Agung
DT90 | DT 90 | EGA | LBS-2 |  | Lenteng Agung
RG9 | RG 9 | SIEMENS | LBS-2 | 2018 | Lenteng Agung
D215 | 1491-18-214 | EGA | PB | 2018 | Menteng
D328P | - | ABB | PMT |  | Menteng
D328P | - | ABB | PMT |  | Menteng
D328P | - | ABB | PB |  | Menteng
D326 | 14787 | SCHNEIDER | LBS MOTORIZE |  | Menteng
BC306 | 1209 | FLUOKIT M | PB | 1997 | Cengkareng
AB170 | AB 170_04 | SCHNEIDER | LBS |  | Bandengan
AB170 | AB 170_05 | SCHNEIDER | LBS |  | Bandengan
MK117 | MK 117-03 | FLUOMATIC | LBS |  | Bandengan
MK117 | MK 117-04 | FLUOMATIC | LBS |  | Bandengan
DB41 | DB 41-01 | FLUOKIT M | LBS |  | Bandengan
DB41 | DB 41-02 | FLUOKIT M | LBS |  | Bandengan
MK62 | MK 62-03 | EGA | LBS |  | Bandengan
AB171 | AB 171-01 | FLUOKIT M24 | LBS |  | Bandengan
AB171 | AB 171-02 | FLUOKIT M24 | LBS |  | Bandengan
AB171 | AB 171-03 | FLUOKIT M24 | PT |  | Bandengan
B9N | B 9N-02 | FLOUKIT M | LBS 2 |  | Bandengan
D365 | - | EGA | PMT | 2017 | Menteng
KDR32P | SM1011079Cl | SCHENEIDER | PB | 2015 | Cengkareng
KDR32P | SM1013023Cl | SCHENEIDER | PMT | 2015 | Cengkareng
GD355 | 317.12.BL | EGA | LBS | 2012 | Ciracas
GD355 | 24934/115/11/12/E6 | GAE | PB | 2011 | Ciracas
PL129 | 2011.W16.20065 | SCHENEIDER | LBS | 2011 | Pondok Kopi
PL129 | SB-2011-W21-4-0060 | SCHENEIDER | PB | 2011 | Pondok Kopi
PL129 | SB.2011.W16.3.0038 | SCHENEIDER | LBS | 2011 | Pondok Kopi
S38 | S38 | EGA | KOPEL PGC |  | Menteng
A131 | A 131_01 | EGA MOTORIZE | LBS 1 |  | Bandengan
A131 | A 131_02 | EGA | LBS 2 |  | Bandengan
A131 | A 131_03 | EGA | PB |  | Bandengan
CP53 | - | ABB | PB1 |  | Ciputat
CP53 | - | ABB | PB2 |  | Ciputat
CP78 | - | SCHENEIDER | PB |  | Ciputat
T300 | 1 | MERLIN GERIN | PGC |  | Menteng
CP443 | C1.2013.W38-2-0021 | SCHNEIDER | LBS | 2013 | Ciputat
CP443 | C1.2013.W39-5-0016 | SCHNEIDER | CBOM | 2013 | Ciputat
CP440 | 2261.13.BL | EGA | LBS | 2013 | Ciputat
CP440 | 13.198 | ABB | PB | 2013 | Ciputat
A157P | A 157P-03-1304910 | EGA | PB | 2013 | Bandengan
BDS4 | BDS 4-28998/071/13/01/EG | EGA | LBS 2 | 2013 | Bandengan
BDS4 | BDS 4-29020/071/13/01/EG | EGA | PGC | 2013 | Bandengan
PIK2 | 28970/071/13/01/E6 | GAE GLSM | LBS | 2013 | Bandengan
PIK2 | 28982/071/13/01/E6 | GAE GLSM | LBS | 2013 | Bandengan
KDR227 | 0342-15-209 | EGA | PB | 2015 | Cengkareng
MP209 | 0 | SCHNEIDER | LBS MOTORIZE |  | Bulungan
CD351 | 0556-15-209 | EGA | LBS | 2015 | Bintaro
D309 | D 309 | FLOUKIT M | PMT |  | Menteng
KJ362 | C1-2015-W22-3-0029 | EGA | PGC | 2015 | Kebon Jeruk
CP476 | 0410,17,212 | EGA | LBS MOTORIZE | 2017 | Ciputat
KB59 | 0651.15.2009 | EGA | LBS Motorize | 2015 | Jatinegara
MK216 | 1659.16.213 | EGA | LBS | 2016 | Cengkareng
MK44 | 12345 | EGA | PB |  | Cengkareng
AB285 | AB 285-C1 W24-2-0024 | SCHNEIDER | PGC 1 | 2015 | Bandengan
CNK17 | C1.2015.W26.6.005 | SCHENEIDER | LBS MOTORIZE | 2015 | Ciputat
E213 | 0344.15.212 | EGA | LBS |  | Ciracas
E213 | 0470.15.213 | EGA | LBS |  | Ciracas
E213 | 870.13.BF | EGA | PB |  | Ciracas
MD109 | - | SCHNEIDER SM6 | LBS |  | Marunda
MD109 | - | SCHNEIDER SM6 | LBS |  | Marunda
MD109 | - | SCHNEIDER SM6 | PB |  | Marunda
KDR225 | 0219.15.213 | EGA | LBS | 2005 | Cengkareng
KDR239 | 0666-15-209 | EGA | PMT | 2015 | Cengkareng
CGR34 | C1-2015-W-24-4-0018 | SCHNEIDER | LBS-2 |  | Lenteng Agung
TA174P | 0734.14.209 | EGA | LBS | 2014 | Cengkareng
TB57 | 0149.15.214 | EGA | PB TRAFO | 2015 | Jatinegara
K202 | - | SCHNEIDER | LBS | 2015 | Jatinegara
TP113 | 0239.15.211 | EGA | PB TRAFO | 2015 | Cempaka Putih
BC338 | 3742.13BL | EGA | PMT | 2013 | Cengkareng
BC338 | 3783.13BL | EGA | PMT | 2013 | Cengkareng
MD98 | 500411660/9001 | ABB SAFEPLUS | LBS | 2011 | Marunda
KDR241 | - | ABB | PB |  | Cengkareng
CKG146 | CI-2015-W33-4-0005 | SCHNEIDER | PGC | 2015 | Cengkareng
BDU8 | - | EGA | PB |  | Bandengan
PL197 | 0689-14-209 | EGA | LBS | 2014 | Pondok Kopi
PL197 | 0296-14-209 | EGA | LBS | 2014 | Pondok Kopi
GD160 | SM.0200280 | MG SM6 | PGC |  | Ciracas
GD106 | CV.734166-000100/012 | SIEMENS | PGC |  | Ciracas
GD186 | 2150.13.BL | EGA | LBS | 2013 | Ciracas
GD186 | 3704.13.BL | EGA | LBS | 2013 | Ciracas
GD186 | 1920.19 | ULUSOY ELEKTRIK | PB | 2019 | Ciracas
T263 | 123 | FLUOKIT M | PB |  | Menteng
TP112 | 0292.14.211 | EGA | PB TRAFO | 2014 | Cempaka Putih
KIOS901 | - | EGA | PMT | - | Menteng
MD70 | 0848.15.209 | EGA | LBS | 2015 | Marunda
MD70 | 0417.15.211 | EGA | PB | 2015 | Marunda
K19 | CI-2015-W22-2-0640 | SCHNEIDER | PB | 2015 | Jatinegara
AB283 | CV 876026-000110/007 | SIEMENS | PGC | 2015 | Bandengan
CK34 | - | EGA | PB TRAFO |  | Marunda
P97 | CI-2015-W16-3-0036 | Schneider SM6 | LBS | 2015 | Menteng
P97 | CI-2015-W16-2-0050 | Schneider SM6 | CBO | 2015 | Menteng
T399P | 0162.15.212 | EGA | PMT | 2015 | Menteng
T399P | 0246.15.212 | EGA | PMT | 2015 | Menteng
T399P | 0885.15.214 | EGA | PB | 2015 | Menteng
SD236 | CI-2015-W20-3-0053 | SCHNEIDER | LBS | 2015 | Tanjung Priok
GD121 | IVZN230763M0008 | ABB | B1 | 2000 | Ciracas
GD86 | 0644.15.209 | EGA | LBS | 2015 | Ciracas
GD86 | 0645.15.209 | EGA | LBS | 2015 | Ciracas
PM16B | CI-2015-W24-2-0013 | SCHNEIDER | LBS MOTORIZED | 2015 | Jatinegara
B425 | B 425-05 | EGA | PB |  | Bandengan
KPK39G | KPK 39G-0089.15.214 | EGA | PB | 2015 | Bandengan
MP173 | 0 | SCHNEIDER | PGC |  | Bulungan
CP376 | 0283.15.209 | EGA | LBS |  | Ciputat
PG244 | PG244 | GAE | PB |  | Cempaka Putih
KB59 | 0267.15.241 | EGA | PB Trafo | 2015 | Jatinegara
MK213 | - | Kit 27.2 | B1 |  | Cengkareng
TG16N | 19295054 | ORMAZABAL | PB | - | Cengkareng
RG88P | 502637997/4001-021 | ABB SAFEPLUS | LBS-1 | 2019 | Lenteng Agung
CD110 | CD110 | F&G | PB |  | Bintaro
RG80 | 7371922 | EGA | LBS-2 | 2019 | Lenteng Agung
CD49 | CD49 | KIT 25 | LBS |  | Bintaro
RG75 | RG 75 | FLUOKIT M | LBS-1 |  | Lenteng Agung
DT93 | DT 93 | ABB | LBS-2 |  | Lenteng Agung
RG72 | CI-2018-W34-4-001 | SCHNEIDER | LBS-1 | 2018 | Lenteng Agung
GH0158 | GH 158 | FLUOKIT M MOTORIS | LBS-22 |  | Lenteng Agung
GH0417 | 0300.16.212/1607196 | EGA | LBS-4 | 2016 | Lenteng Agung
RG50 | RG 50 | SCHNEIDER | LBS-1 |  | Lenteng Agung
CD298 | CD298 | GAE | PB |  | Bintaro
B5G | B 5G-03 | MG SM6 | PB1 |  | Bandengan
B149 | B 149-02 | SCHNEIDER SM6 | LBS 2 |  | Bandengan
B427 | B 427-01 | FLOUKIT M | LBS 1 |  | Bandengan
B427 | B 427-03 | FLOUKIT M | PGC |  | Bandengan
D348P | 3691.13.BL | EGA | PMT | 2013 | Menteng
B3C | B 3C-03 | FLUOKIT M | PB TRAFO |  | Bandengan
E404 | E404-1 | EGA | LBS (MOTORIZE) | 2016 | Kramat Jati
B400A | B 400A-03 | CONTACPLASMA | PGC1 |  | Bandengan
CB118 | 1389.13.BF | EGA | PB | 2013 | Ciracas
CN91 | 2676.13.BL | EGA | LBS | 2013 | Ciputat
CN91 | 1314.13.BF | EGA | PB | 2013 | Ciputat
CN92 | 1308.13.BF | EGA | PB 2 | 2013 | Ciputat
PL57N | CI-2014-W12-4-0019 | SCHNEIDER | CBOM | 2014 | Pondok Kopi
CP35 | - | FLUOMATIC | PB |  | Ciputat
CP35 | - | RETROFIT | PB |  | Ciputat
B443 | B 443 - 02 | SCHNEIDER SM6 | LBS |  | Bandengan
CP36A | 1307764 BL/2013 | EGA | LBS | 2013 | Ciputat
CP36A | 1308252-BL/2013 | EGA | LBS | 2013 | Ciputat
CP279 | - | FLUOKIT - M | PB |  | Ciputat
CP47 | - | ABB | LBS |  | Ciputat
CP47 | - | ABB | LBS |  | Ciputat
CP47 | - | GAE | PB |  | Ciputat
KDR197 | 2773.13BL/2013 | EGA | LBS | 2013 | Cengkareng
KDR197 | 1830.BF/2013 | EGA | PB TRAFO |  | Cengkareng
CP412 | - | GAE | LBS |  | Ciputat
CP412 | - | EGA | PB |  | Ciputat
E237 | 0244.21.213 | EGA | LBS | 2021 | Pondok Kopi
PGL20 | 1517.13.BL | EGA | LBS | 2013 | Pondok Kopi
E93EN | 0661.16.212 | EGA | LBS |  | Pondok Kopi
BK183 | - | SCHNEIDER SM6 | PB |  | Marunda
BDS3 | CI-2018-W39-6-0042 | GAE | LBS MANUAL | 2018 | Bandengan
B348 | B 348-01 | FLUOKIT M | LBS 1 |  | Bandengan
CD343 | 13-02266 | ABB | LBS | 2013 | Bintaro
PG364 | PG 364 | KIT M | PT |  | Cempaka Putih
PL163 | CSF 63077 | AEP | LBS | 2016 | Pondok Kopi
PL163 | Csf 61026 | AEP | PB | 2016 | Pondok Kopi
MK279 | 03-MK 279 | FLUOKIT M24 | LBS |  | Bandengan
TA2 | TA 2-03 | KIT 27.3 | PB 1 |  | Bandengan
CK211 | 2155.13.BL | EGA | LBS | 2013 | Marunda
CK211 | 2391.13.BL | EGA | LBS | 2013 | Marunda
CK211 | 1158.13.BF | EGA | PB TRAFO | 2013 | Marunda
CK210 | 2132.13.BL | EGA | LBS | 2013 | Marunda
CK210 | 2367.13.BL | EGA | LBS | 2013 | Marunda
CK210 | 1147.13.BL | EGA | PB TRAFO | 2013 | Marunda
CK209 | 2076.13.BL | EGA | LBS | 2013 | Marunda
CK208 | 2380.13.BL | EGA | LBS | 2013 | Marunda
CK208 | 2390.13.BL | EGA | LBS | 2013 | Marunda
CK209 | 1141.13.BF | EGA | PB TRAFO | 2013 | Marunda
CK208 | 1123.13.BF | EGA | PB TRAFO |  | Marunda
CK208 | 1148.13.BF | EGA | PB TRAFO |  | Marunda
KD224 | CV06-5140-003 | SIEMENS | LBS | 1993 | Pondok Kopi
GH0172 | 3995.17.213 | EGA | LBS MOT | 2017 | Cengkareng
GH0172 | 1581.13.BL | EGA | LBS MOT | 2013 | Cengkareng
GH0073 | C1-2018-W28-6-0007 | SCHNEIDER | LBS MOT | 2018 | Cengkareng
GH0073 | 3172.17.213 | EGA | LBS MOT | 2017 | Cengkareng
GH0219 | 1030008 | SCHINEIDER | LBS MOT | 2018 | Cengkareng
GH0097 | 1307467 | EGA | LBS MOT | 2013 | Cengkareng
GH0097 | - | MERLIN GERLIN | METERING | - | Cengkareng
GH0097 | 1307498 | EGA | LBS MOT | 2013 | Cengkareng
GH0097 | 4530033 | SCHINEIDER | LBS MOT | 2017 | Cengkareng
MK228 | 02-MK 228 | FLUOKIT M | LBS |  | Bandengan
CD334 | 13.0227 | ABB | LBS | 2013 | Bintaro
RG31 | 1013-20 | ULUSOY | LBS-1 | 2020 | Lenteng Agung
RG31 | 2096-19 | ULUSOY | PB-1 | 2020 | Lenteng Agung
CD334 | 13.1244 | ABB | LBS | 2013 | Bintaro
CD334 | 13.0213 | ABB | PB | 2013 | Bintaro
B361 | B 361_03 | FLUOKIT M | PT |  | Bandengan
B288 | B 288_03 | MG | PB |  | Bandengan
AB232 | AB 232_02 | FLUOKIT M | LBS 2 |  | Bandengan
AB232 | AB 232_03 | FLUOKIT M | PGDB |  | Bandengan
KDR207 | 123456 | EGA | PMT |  | Cengkareng
RM2N | RM2N | SM6 | PB II |  | Cempaka Putih
BC241 | 167513BF | EGA | PB | 2013 | Cengkareng
RG50 | RG 50 | SCHNEIDER | LBS-2 |  | Lenteng Agung
BT204 | BT204 | GAE | PB |  | Bintaro
BT222 | BT222 | UNINDO | PB |  | Bintaro
CP148 | . | SCHNEIDER | LBS |  | Ciputat
PM326 | PM 326 | FLUOKIT M BIRU | LBS-2 |  | Lenteng Agung
RG41 | RG 41 | EGA | LBS-2 |  | Lenteng Agung
GH0090 | 1716.17.213 | EGA | LBS-1 | 2017 | Lenteng Agung
GH0090 | 1510.10.213 | EGA | LBS-2 | 2010 | Lenteng Agung
RG33 | CI-2019-W31-3-0017 | SCHNEIDER | LBS-2 |  | Lenteng Agung
B68 | B 68-01 | ORMAZABAL | LBS |  | Bandengan
RG26 | RG 26 | EGA | LBS-2 |  | Lenteng Agung
B68 | B 68-04 | ORMAZABAL | PB2 |  | Bandengan
RG25 | RG 25 | SCHNEIDER | LBS-1 |  | Lenteng Agung
JGK7 | JGK 7 | EGA | LBS-1 |  | Lenteng Agung
RG24 | 14959 | EGA | LBS-2 |  | Lenteng Agung
RG172 | 61513BF | EGA | PB-1 | 2013 | Lenteng Agung
RG24 | RG 24 | EGA | PB-1 |  | Lenteng Agung
B86 | B 86-02 | SIEMENS | LBS 2 |  | Bandengan
AB125 | AB 125-01 | SCHNEIDER SM6 | CBO RC | 2017 | Bandengan
AB125 | AB 125-02 | EGA | LBS MANUAL | 2017 | Bandengan
A70 | A 70-02 | ABB | LBS 2 |  | Bandengan
A70 | A 70-04 | KIT 27,2 | PB 2 |  | Bandengan
CKG65 | 26949/075/12/01/E6 | GAE | PMT | 2012 | Cengkareng
CKG65 | 27540/021/12/03/E6 | GAE | PGC | 2012 | Cengkareng
B150 | B 150-01 | FLOUKIT M | PB 1 |  | Bandengan
B150 | B 150-02 | FLOUKIT M | PB 2 |  | Bandengan
B150 | B 150-03 | FLOUKIT M | LBS 1 |  | Bandengan
B150 | B 150-04 | FLOUKIT M | LBS 2 |  | Bandengan
B150 | B 150-05 | FLOUKIT M | PT |  | Bandengan
PIK2 | 09032/071/13/03/E6 | GAE GDSA | PGC | 2013 | Bandengan
AB85 | AB 85-01 | SCHNEIDER SM-6 | LBS MANUAL | 2017 | Bandengan
AB85 | AB 85-02 | SCHNEIDER SM-6 | LBS MOTORIZED | 2017 | Bandengan
AB85 | AB 85-03 | SCHNEIDER SM-6 | PB | 2017 | Bandengan
DB45 | 37416214 | EGA | PB |  | Bandengan
K58B | K 58B | EGA | PB | 2012 | Cempaka Putih
B43N | B 43N-04 | SIEMENS VISO | PB2 |  | Bandengan
JS214 | 13.0243 | ABB UNISWITCH | PB | 2013 | Pondok Gede
JS215 | 13.0244 | ABB UNISWITCH | PB | 2013 | Pondok Gede
JS216 | CI-2021-W39-4-1404 | SCHNEIDER RM6 | LBS | 2021 | Pondok Gede
BDS11G | BDS 11G-0512-05-209 | EGA | LBS 2 | 2015 | Bandengan
BDU14 | BDU 14-0378.15.209 | EGA | LBS MANUAL | 2015 | Bandengan
BDU14 | BDU 14-0382.15.209 | EGA | LBS MANUAL | 2015 | Bandengan
MK488P | MK 488P-0283.15.211 | EGA | PB | 2015 | Bandengan
GD346 | CI.2012.W42.2.0032 | SCHNEIDER SM6 | LBS | 2012 | Ciracas
GD346 | IVZN231351M0230 | ABB UNISWITCH | PB | 2003 | Ciracas
D128 | - | SCHNEIDER | PGC |  | Menteng
A51 | A 51-03 | SCHENEIDER | PGC |  | Bandengan
GD387 | 0148.15.209 | EGA | LBS | 2015 | Ciracas
BC35 | 12.1274 | ABB | PB | 2012 | Cengkareng
CB86 | 50041160/2001-35 | ABB SAFEPLUS | PB | 2011 | Ciracas
K167 | K 167 | KIT 27,2 | PB |  | Cempaka Putih
CP479 | C1.2015.W24.4.0056 | SCHENEIDER | LBS MOTORIZE | 2015 | Ciputat
CP479 | C1.2014.W27.2.0028 | SCHENEIDER | LBS | 2014 | Ciputat
CP480 | C1.2015.W16.3.0030 | SCHENEIDER | LBS MOTORIZE | 2015 | Ciputat
CP480 | C1.2015.W22.2.0048 | SCHENEIDER | PB | 2015 | Ciputat
BK147 | - | EGA | PBTRAFO | 2015 | Marunda
GH0053 | 2282-13BL | EGA | LBS | 2013 | Cengkareng
GH0053 | 3781-13BL | EGA | LBS | 2013 | Cengkareng
KJ367 | 0856-15-209 | EGA | LBS MANUAL | 2015 | Kebon Jeruk
GH0027 | 131103 | ABB UNISWTCH | LBS |  | Marunda
S146 | CI2015-W26-4-0024 | SCHNEIDER | PMT | 2015 | Menteng
GD59 | 0287.15.212 | EGA | LBS |  | Ciracas
BK198 | 7896923EN | SCHNEIDER SM6 | LBS | 2014 | Marunda
BK198 | - | SCHNEIDER SM6 | PB TRAFO |  | Marunda
RG184 | C1-2015-W20-2-0029 | SCHNEIDER | LBS-1 |  | Lenteng Agung
KDR222 | C1-2017-W42-1-0041 | SCHNEIDER | LBS | 2017 | Cengkareng
KDR238 | 0263-15-213/2015 | EGA | LBS MOTORIZE | 2015 | Cengkareng
KDR232 | - | SCHNEIDER | PGC MOT |  | Cengkareng
GH0239 | - | FLOUKIT | LBS | - | Jatinegara
KDR232 | 0218-15-213 | EGA | PMT | 2015 | Cengkareng
GD394P | CI.2014-W25-5-0014 | SCHNEIDER SM6 | LBS |  | Ciracas
CP135 | 0035.15.214 | EGA | PB |  | Ciputat
MP154 | MP154 | EGA | LBS |  | Bulungan
MP215 | 0 | EGA | LBS |  | Bulungan
KB594 | C1-2015-W20-1-0058 | SCHNEIDER | LBS | 2015 | Bulungan
KS78 | CI-2015-W32-2-0002 | SCHNEIDER | CBOM | 2015 | Menteng
AB285 | AB 285-C1 W33-3-0007 | SCHNEIDER | LBS 1 | 2015 | Bandengan
AB285 | AB 285-C1 W21-3-0066 | SCHNEIDER | LBS 2 | 2015 | Bandengan
CN99 | 0081-15-209 | EGA | PB | 2015 | Ciputat
KDR35 | - | SCHINEIDER | LBS |  | Cengkareng
BK181 | 12253275 | ORMAZABAL | LBS | 2011 | Marunda
E220B | EGA 12/3/2015 | EGA | LBS | 2015 | Pondok Gede
T389 | CI-2014-w49-2-0022 | SCHNEIDER | PMT | 2015 | Menteng
DK15 | CI-2013-W36-6-0003 | SCHNEIDER | CBO | 2013 | Cengkareng
BK193 | 39 | SCHNEIDER SM6 | LBS | 2015 | Marunda
CN107 | C1.2015.W21.3.0014 | SCHENEIDER | LBS MOTORIZE | 2015 | Ciputat
CN107 | C1.2015.W33.6.0001 | SCHENEIDER | CBOM/CBOG | 2015 | Ciputat
P98 | 2150173 | SCHNEIDER | PMT | 2012 | Menteng
CP191 | - | EGA | LBS |  | Ciputat
CP191 | - | EGA | PB |  | Ciputat
B200 | B 200-03 | SCHNEIDER | CBO |  | Bandengan
B299 | B 299-03 | SCHNEIDER | PGDB |  | Bandengan
B338 | B 338-03 | FLOUKIT M | PT |  | Bandengan
B338 | B 338-04 | FLOUKIT M | LBS 1 |  | Bandengan
B338 | B 338-05 | FLOUKIT M | LBS 2 |  | Bandengan
B101 | B 101-04 | MG | PB TRAFO 2 |  | Bandengan
B279 | B 279-03 | EGA | PB1 |  | Bandengan
B43F | B 43F-03 | MG | PB |  | Bandengan
B74 | B 74-02 | ABB UNISWITCH | LBS 2 |  | Bandengan
B178 | B 178-03 | FLOUMATIC | PB 1 |  | Bandengan
B178 | B 178-02 | FLOUMATIC | LBS 2 |  | Bandengan
GH0065 | 133130704 | FLUOKIT M | PMT |  | Menteng
GH0065 | 133130705 | FLUOKIT M | PMT |  | Menteng
GH0065 | 133130707 | FLUOKIT M | PMT |  | Menteng
B74 | B 74-01 | ABB UNISWITCH | LBS 1 |  | Bandengan
B74 | B 74-03 | GAE | PGC |  | Bandengan
GNS9 | GNS 9-131528 | ABB UNISWITCH | LBS |  | Bandengan
PG429 | C1-2013-W46-2-0047 | SM 6 | PMT | 2013 | Cempaka Putih
PL166 | 29103 | GAE | LBS | 2013 | Pondok Kopi
PL162 | 27226/075/12/01/E6 | GAE | LBS | 2012 | Pondok Kopi
CP274 | - | F & G | PB |  | Ciputat
CK141 | 3007/03 | CONTAC PLASMA | PT | 2003 | Marunda
CK131 | - | ABB SAFERING | LBS |  | Marunda
CK205 | - | SCHNEIDER RM6 | LBS |  | Marunda
CK205 | - | SCHNEIDER RM6 | LBS |  | Marunda
CK98 | 9316469 | MG VECORS M6 | LBS |  | Marunda
CK98 | 9320252 | MG VECORS M6 | PT |  | Marunda
CK187 | - | SCHNEIDER RM6 | LBS |  | Marunda
CK187 | - | SCHNEIDER RM6 | PB |  | Marunda
CK49 | - | MG SM6 | B1 |  | Marunda
BK113 | IV2N2312398M0208 | ABB UNISWITCH | B1 | 2003 | Marunda
AB87 | AB 85-01 | SCHNEIDER | LBS |  | Bandengan
PS186P | 3318.13.BL | EGA | PMT | 2013 | Cempaka Putih
PS186P | 3288.13.BL | SCHNEIDER SM6 | PMT | 2013 | Cempaka Putih
PS186P | 1593.13.BF | EGA | PB TRAFO | 2013 | Cempaka Putih
KDR89 | 24352/104/11/01/36 | GAE | PMT | 2011 | Cengkareng
KDR89 | 24790/104/11/02/E6 | GAE | PB | 2011 | Cengkareng
T306 | 31076 | GAE | PMT |  | Menteng
T306 | 31077 | GAE | PMT |  | Menteng
B191N | B 191-3 | FLUOKIT M24+ | LBS |  | Bandengan
KG354N |  | SCHNEIDER SM6 | LBS |  | Marunda
PG435P | 0140.15.209 | EGA | LBS | 2015 | Cempaka Putih
PG435P | 0023.15.209 | EGA | LBS | 2015 | Cempaka Putih
GD95 | CI.2017.W35.4.0046 | SCHNEIDER SM6 | LBS |  | Ciracas
GD229 | 12.732 | ABB UNISWITCH | LBS | 2012 | Ciracas
KJ356 | C/L-2015-W11-3-0027 | SCHENEIDER | PGC | 2015 | Kebon Jeruk
B342 | B 342 - 01 | FLUOKIT M | LBS 1 |  | Bandengan
B342 | B 342 - 02 | FLUOKIT M | LBS 2 |  | Bandengan
CP43 | - | SCHNEIDER | LBS |  | Ciputat
CP43 | - | SCHNEIDER | PB |  | Ciputat
TD23L | - | RETROFIT | LBS |  | Ciputat
TD23L | - | RETROFIT | LBS |  | Ciputat
TD23L | - | RETROFIT | PB |  | Ciputat
TT57 | - | ULUSOY | CBO-JAR |  | Menteng
TT57 | W39.3.0029 | SCHNEIDER | PMT | 2014 | Menteng
TT57 | W36.4.0030 | SCHNEIDER | CBOM | 2014 | Menteng
CP387 | - | GAE | LBS |  | Ciputat
CP387 | - | GAE | LBS |  | Ciputat
CP387 | - | GAE | PB |  | Ciputat
MK417 | MK 417 - PB | GAE | PB |  | Bandengan
GH0143 | GH 143 - GH 59 | GAE | LBS |  | Bandengan
B319 | B 319-02 | SIEMENS | LBS 2 |  | Bandengan
CP282 | - | SCHNEIDER | LBS |  | Ciputat
TD145 | C12016-W36-0003 | SCHNEIDER | LBS | 2016 | Ciputat
CP353 | - | GAE | LBS |  | Ciputat
CP353 | - | GAE | LBS |  | Ciputat
CP374 | - | GAE | PB |  | Ciputat
TD390 | - | MERLIN GERIN | PB |  | Ciputat
B167 | CI-2018-W40-3-0011 | SCHNEIDER SM6 | LBS MANUAL | 2018 | Bandengan
TD459 | - | EGA | LBS |  | Ciputat
TD459 | - | EGA | LBS |  | Ciputat
B273 | B 273-01-0560.12.213 | EGA | LBS 1 | 2017 | Bandengan
B273 | B 273-03-900120203 | ABB | PT |  | Bandengan
B273 | B 273-04-900120302 | ABB | PGDB |  | Bandengan
TD94B | - | EGA | LBS |  | Ciputat
TD94B | - | EGA | LBS |  | Ciputat
TD94B | - | EGA | PB |  | Ciputat
MK117 | MK 117-02 | FLUOMATIC | PB |  | Bandengan
B210 | 127 | FLOUKIT M | LBS 1 |  | Bandengan
E319 | E 319-8413 | SCHNEIDER | LBS (MOTORIZE) | 2015 | Kramat Jati
CP393 | - | ABB | PB |  | Ciputat
CP208 | - | F & G | PB |  | Ciputat
B5A | B 5A-01 | SCHNEIDER RM6 | LBS |  | Bandengan
AB162 | AB 162-03 | FLOUKIT M | PT |  | Bandengan
B350 | B 350-03 | FLOUKITM | LBS |  | Bandengan
MK4 | MK 4-02 | ABB UNISWITCH | LBS 2 |  | Bandengan
E404 | E404-2 | EGA | LBS | 2016 | Kramat Jati
CB118 | CI.2013.W47.2.0008 | SCHNEIDER SM6 | LBS | 2013 | Ciracas
TP114P | C1-2015-W22.3-0009 | SCHNEIDER SM6 | PB TRAFO | 2015 | Cempaka Putih
KP15 | 06-5141/034 | SIEMENS | LBS | 1993 | Marunda
JR41 | 0355.15.212 | EGA | PB |  | Ciracas
BK37 | - | MG VERCORS M6 | PB TRAFO |  | Marunda
KP70 | 0234.15.211 | EGA | LBS | 2015 | Marunda
KP70 | 0553.15.209 | EGA | PB | 2015 | Marunda
K298 | 29215252 | EGA | PMT | 2015 | Menteng
E409 | EGA_1505681 | EGA | PB TRAFO | 2015 | Kramat Jati
BK194 | 769727-00030/001 | SCHNEIDER SM6 | LBS | 2015 | Marunda
KG116 | 796727-000270/001 | SCHNEIDER SM6 | LBS | 2015 | Marunda
CKG148PAT | CI-2015-W26-5-0040 | SCHNEIDER | LBS1 | 2015 | Cengkareng
CKG148PAT | CI-2015-W23-1-0019 | SCHNEIDER | LBS2 MOT | 2015 | Cengkareng
CKG133 | C1-2016-W344-0047 | SCHINEIDER | CBO | 2016 | Cengkareng
CB127 | CI.2015.W22.1.0046 | SCHNEIDER SM6 | PB |  | Ciracas
A282 | A 282-CL-2015-W22-2-0015 | SCHNEIDER | PB 1 | 2015 | Bandengan
KJ369 | C1.2015.W23.5.0018 | SCHNEIDER | PB TRAFO | 2015 | Kebon Jeruk
KN226 | - | EGA | LBS | 2013 | Menteng
KN226 | - | SCHNEIDER | CBOM | 2015 | Menteng
KN226 | - | SCHNEIDER | LBS | 2015 | Menteng
PIK26 | 0058-15 | EGA | PB |  | Bandengan
GH0008 | GH0008 - P.MEDOK | FLUOKIT M | LBS |  | Cempaka Putih
GH0008 | GH0008 - P.JABARWOOD | FLUOKIT M ( M ) | LBS |  | Cempaka Putih
CB47 | T7.50.00073.2004/010 | SIEMENS | PB |  | Ciracas
PD56P | 15035061 | ORMAZABAL | LBS | 2015 | Pondok Gede
PD56P | 15035061 | ORMAZABAL | PB | 2015 | Pondok Gede
JW1P | 15045025 | ORMAZABAL | PB | 2015 | Pondok Gede
K294 | 0384-15-209 | EGA | PMT | 2014 | Menteng
DK140 | CI-2017-W444.0031 | SCHINEIDER | LBS | 2017 | Cengkareng
CKG142 | 0235-15-209 | EGA | PB | 2015 | Cengkareng
CP471 | C1.2015-W16-3-0022 | SCHENEIDER | LBS MOTORIZE | 2015 | Ciputat
CB70P | 13.0199 | ABB UNISWITCH | LBS | 2013 | Ciracas
TD452 | - | GAE | LBS |  | Ciputat
TD37 | - | FLUOKIT M | PB |  | Ciputat
SD231 | 0252.14.209 | EGA | LBS MOTORIZE |  | Tanjung Priok
JW67 | 0707.14.209 | EGA | LBS | 2014 | Pondok Gede
JW67 | 0342.14.20011 | EGA | PB | 2014 | Pondok Gede
TP111 | 0415.14.209 | EGA | PMT | 2014 | Cempaka Putih
T132 | 123 | KIT 27.2 | B1 |  | Menteng
CK44D | - | MG VERCORS M6 | LBS |  | Marunda
BK59 | 23859605 | ORMAZABAL | LBS |  | Marunda
BK59 | - | ORMAZABAL | PB TRAFO |  | Marunda
D354P | 2150173 | EGA | PMT | 2014 | Menteng
T386 | CI-2014-W11-1-0013 | SCHNEIDER | PMT | 2014 | Menteng
D350 | CI-2014-W48-3-0034 | SCHNEIDER | CBOM | 2014 | Menteng
GD253 | SM.0900340 | SCHNEIDER SM6 | PGC | 2009 | Ciracas
GD253 | SM 1041202 CI | SCHNEIDER SM6 | LBS | 2004 | Ciracas
GD100 | S.9502934 | MERLIN GERIN SM6 | LBS | 1995 | Ciracas
GD100 | CI.2019.W06.3.0033 | SCHNEIDER SM6 | LBS | 2019 | Ciracas
GD327 | SB.2011-W16-5-0079 | SCHENEIDER RM6 | LBS | 2011 | Ciracas
TD247 | ci-2017-w36-3-0004 | SCHNEIDER | PB | 2017 | Bulungan
JS224 | 0249.15.209 | EGA | LBS | 2015 | Pondok Gede
CP462 | C1.2015-W10-7-0002 | SCHENEIDER | CBOM/CBOG | 2015 | Ciputat
CP463 | 0390-15-209 | EGA | LBS MOTORIZE | 2015 | Ciputat
CP459 | 0169.15-209 | EGA | LBS | 2015 | Ciputat
CP459 | 0112.15-211 | EGA | PB | 2015 | Ciputat
CP460 | 0242-15-209 | EGA | LBS MOTORIZE | 2015 | Ciputat
T386 | CI-2014-W48-1-0037 | SCHNEIDER | PMT | 2014 | Menteng
T386 | CI-2019-W36-4-0071 | SCHNEIDER | CBOM | 2019 | Menteng
GD253 | SM.0929043 11 | SCHNEIDER SM6 | LBS | 2009 | Ciracas
GD253 | 789.12.BL | EGA | LBS | 2012 | Ciracas
GD365P | SM.0603026 | SCHNEIDER SM6 | LBS | 2006 | Ciracas
GD365P | SM.0600790 | SCHNEIDER SM6 | LBS | 2006 | Ciracas
GD385P | 0309.14.211 | EGA | PB | 2014 | Ciracas
GD385P | 0414.14.209 | EGA | LBS | 2014 | Ciracas
GD5A | 9531188 L | MERLIN GERIN SM6 | PGC | 1995 | Ciracas
GD100 | SM.9606945 | MERLIN GERIN SM6 | LBS | 1996 | Ciracas
GD327 | SB.2011-W17-1-0040 | SCHENEIDER RM6 | LBS | 2011 | Ciracas
GD238 | CV.06-5145/011 | SIEMENS | PB | 1993 | Ciracas
GD277P | - | MERLIN GERIN RM6 | LBS |  | Ciracas
JS224 | 0172.15.209 | EGA | LBS | 2015 | Pondok Gede
JS224 | 0087.15.211 | EGA | PB | 2015 | Pondok Gede
KJ366 | C1-2015-W34-4-0002 | SCHENEIDER | PGC | 2015 | Kebon Jeruk
BC146 | - | FLUOKITM | LBS |  | Cengkareng
CK15N | - | EGA | PGC |  | Marunda
JS230 | 0140-15-214 | EGA | PB | 2015 | Pondok Gede
GD397 | 0026.15.214 | EGA | PB | 2015 | Ciracas
E114 | 0207.15.214 | EGA | PB |  | Ciracas
CN91 | 3430.13.BL | EGA | LBS | 2013 | Ciputat
B441 | 3146.13.BL | EGA | LBS | 2013 | Bandengan
B441 | 3144.13.BL | EGA | LBS | 2013 | Bandengan
B443 | B 443 - 01 | SCHNEIDER SM6 | LBS |  | Bandengan
CP200 | - | MG | LBS |  | Ciputat
CP200 | - | SCHNEIDER | PB |  | Ciputat
CP120 | - | F & G | LBS |  | Ciputat
CP120 | - | F & G | PB |  | Ciputat
CP412 | - | GAE | LBS |  | Ciputat
CP257 | - | MG | PB |  | Ciputat
CP202 | - | GAE | LBS |  | Ciputat
CK203 | -W035-5-0012 | SCHNEIDER SM6 | LBS |  | Marunda
GD138 | 3173.13.BL | EGA | LBS | 2013 | Ciracas
GD138 | 0685.15.209 | EGA | LBS | 2015 | Ciracas
CKG85 | CI-2019-W30-4-1401 | SCHINEIDER | LBS | 2019 | Cengkareng
JS217 | 13.0246 | ABB UNISWITCH | PB | 2013 | Pondok Gede
JS218 | CI-2021-W39-3-1404 | SCHNEIDER RM 6 | LBS | 2021 | Pondok Gede
JS219 | 13.0236 | ABB UNISWITCH | LBS | 2013 | Pondok Gede
JS219 | 13 | ABB UNISWITCH | PB | 2013 | Pondok Gede
TG350 | 46820234 | DELTE ASTROM | PGC |  | Cengkareng
BK199 | W26-6-0004 | SCHNEIDER SM6 | LBS | 2014 | Marunda
KG444 | CL.2015.W29.1.0024 | SCHNEIDER | PB TRAFO | 2015 | Tanjung Priok
JS228 | 0222.15.212 | EGA | LBS | 2015 | Pondok Gede
KDR235 | 123456 | EGA | PMT |  | Cengkareng
KDR235 | 123456 | EGA | PB |  | Cengkareng
KDR235 | 123456 | EGA | PB |  | Cengkareng
KDR234 | 13.0013 | ABB | LBS MOT | 2013 | Cengkareng
KDR234 | 123456 | EGA | PB |  | Cengkareng
KJ48 | KJ 48 PB 2 | EGA | PB TRAFO | 2013 | Kebon Jeruk
GD329P | SB.2010-W46-2-0028 | SCHENEIDER RM6 | LBS | 2010 | Ciracas
K276 | K 276 | GAE | PGC |  | Menteng
GD337 | SM.1122098CI | SCHENEIDER SM6 | LBS | 2011 | Ciracas
GD199P | 500411660/5021-26 | ABB SAFEPLUS | PB | 2011 | Ciracas
GD232 | SB.2011.W21.3.0061 | SCHENEIDER RM6 | PB | 2011 | Ciracas
GD304P | 13.1525 | ABB UNISWITCH | LBS | 2013 | Ciracas
GD20A | 1201.21.212 | EGA | LBS | 2021 | Ciracas
GD93 | 1281.18.214 | EGA | PB |  | Ciracas
GD388P | 0013-15-211 | EGA | PB | 2015 | Ciracas
GD388P | 0087-15-209 | EGA | LBS | 2015 | Ciracas
GH0061 | - | GAE | LBS |  | Marunda
GH0061 | - | GAE | LBS |  | Marunda
GH0061 | - | GAE | LBS |  | Marunda
T390 | CI-2014-W49-2-0023 | SCHNEIDER | PMT | 2014 | Menteng
CB65P | 1860.182.213 | EGA | LBS | 2018 | Ciracas
BDS6P | BDS 6P - 021215209 | EGA | LBS 2 |  | Bandengan
BDS6P | BDS 6P - 010815211 | EGA | PB |  | Bandengan
KDR209 | 0188-15-209 | EGA | LBS | 2014 | Cengkareng
BN44 | 0754.16.212 | EGA | PMT | 2016 | Menteng
MG70 | 0 | SCHNEIDER | PGC | 2014 | Menteng
CB81P | 0239.15.209 | EGA | LBS | 2015 | Ciracas
KJ359 | 0354-15-209 | EGA | LBS MANUAL | 2015 | Kebon Jeruk
CKG134 | C1-2014-W-45-4-0015 | SCHNEIDER | LBS | 2014 | Cengkareng
BT313 | 0323-15-209 | EGA | LBS | 2013 | Bintaro
MK275 | 0475.16.212 | EGA | LBS | 2015 | Cengkareng
GD104 | 1499.17.213 | EGA | LBS | 2017 | Ciracas
GD104 | 13.2042 | FLUOMATIC | PB | 2013 | Ciracas
MK196 | C1-2015-W10-6-0019 | SCHNEIDER | LBS MOT | 2015 | Cengkareng
MK196 | C1-2015-W11-2-0003 | SCHNEIDER | PGC | 2015 | Cengkareng
MK270 | 123456 | KIT 27.2 | PMT |  | Cengkareng
MK270 | 123456 | KIT 27.2 | PMT |  | Cengkareng
D295 | D 295 | GAE | PGC |  | Menteng
TA84 | C1-2018-W38-4-0036 | SCHINEIDER | LBS | 2018 | Cengkareng
CD348 | 0064-15-209 | EGA | LBS | 2015 | Bintaro
T354P | T 354P | GAE | PB |  | Menteng
CD346 | 0092-15-209 | EGA | LBS | 2015 | Bintaro
BT321 | C1.2014.W12.1.0038 | SCHNEIDER | LBS | 2014 | Bintaro
BT321 | C1.2014.W49.7.0003 | SCHNEIDER | PGC | 2014 | Bintaro
CP464 | 0318-15-209 | SCHENEIDER | LBS | 2015 | Ciputat
MK155 | - | KIT 27,2 | LBS | 2016 | Cengkareng
DT94 | DT 94 | EGA | LBS-2 |  | Lenteng Agung
PM337 | PM 337 | GAE | LBS-2 |  | Lenteng Agung
PM345 | PM 345 | GAE | LBS-1 |  | Lenteng Agung
PM345 | PM 345 | GAE | LBS-2 |  | Lenteng Agung
PM345 | PM 345 | GAE | CBOG-1 |  | Lenteng Agung
T131 | W20.2.0024 | SCHNEIDER | LBS MOTORIZE | 2017 | Menteng
BK63 | CV06-5126/015 | SIEMENS | LBS | 1993 | Marunda
CK221 | SIB7039701-01 | SCHNEIDER SM6 | PGC | 2015 | Marunda
KPK39G | KPK 39G-0045.15.209 | EGA | LBS 1 | 2015 | Bandengan
BC73 | 123456 | ABB | PT |  | Cengkareng
BC73 | 123456 | FLUOKIT M | PGDB |  | Cengkareng
JS226 | 15015214 | EGA | PB | 2015 | Pondok Gede
KDR236 | 123456 | EGA | PB |  | Cengkareng
MN20P | 0312.15.212 | EGA | LBS | 2015 | Ciracas
KN210 | C1.W06 | SCHNEIDER | PMT | 2013 | Menteng
KN210 | C1.0005 | SCHNEIDER | PMT | 2013 | Menteng
KN210 | C1.0035 | SCHNEIDER | CBOM | 2013 | Menteng
MB94 | MB 94-3232.13BL | EGA | LBS | 2013 | Bandengan
MB94 | MB 94-C1-2014-W05-5-0027 | SCHENEIDER | CBOM | 2014 | Bandengan
CD341 | 13.0972 | ABB | PB | 2014 | Bintaro
CP185 | - | MG | LBS |  | Ciputat
CP185 | - | MG | PB |  | Ciputat
CP334 | - | UNINDO | LBS |  | Ciputat
CP410 | - | GAE | LBS |  | Ciputat
CP410 | - | GAE | PB |  | Ciputat
CP130P | - | ABB | LBS |  | Ciputat
CP130P | - | ABB | PB |  | Ciputat
CP258 | - | ORMAZABAL | PB |  | Ciputat
CP405 | - | GAE | LBS |  | Ciputat
GD138 | CI.2016.W05.5.0005 | SCHNEIDER SM6 | PB | 2016 | Ciracas
TG62S | 2016CSF63046 | AEP | LBS | 2016 | Cengkareng
CKG86 | - | EGA | LBS | 2013 | Cengkareng
CKG85 | CI-2019-W30-4-1401 | SCHINEIDER | LBS | 2019 | Cengkareng
CN93 | 1702085 | EGA | LBS CBO | 2017 | Ciputat
CN93 | 1607103 | EGA | CBOM | 2016 | Ciputat
PL145 | 14676 | FLUKIT M | LBS |  | Pondok Kopi
PG432 | C1.2014.W05-4-0035 | SM6 | PGC | 2014 | Cempaka Putih
B150 | B 150-06 | FLOUKIT M | PGDB |  | Bandengan
B177 | B 177-04 | FLOUKIT M | LBS 2 |  | Bandengan
B177 | B 177-06 | FLOUKIT M | PGDB |  | Bandengan
B199 | B 199-01 | MG | LBS 1 |  | Bandengan
B199 | B 199-02 | MG | LBS 2 |  | Bandengan
B199 | B 199-03 | MG | PB |  | Bandengan
KDR188 | 13-2137 | ABB | PB | 2013 | Cengkareng
KDR188 | 13-02293 | ABB | PMT | 2013 | Cengkareng
KDR188 | 13-02404 | ABB | PMT | 2013 | Cengkareng
DT100 | DT 100 | EGA | LBS-1 |  | Lenteng Agung
DT100 | CI-2018-W41-1-0054 | SCHENEIDER | LBS-2 |  | Lenteng Agung
GD383 | 0251-14-211 | EGA | PB |  | Ciracas
K292P | 0542-15-209 | EGA | PMT | 2015 | Menteng
K292P | 0381-15-209 | EGA | PMT | 2015 | Menteng
CSL11 | 1821.13.BL | EGA | LBS |  | Ciracas
GD325P | 26091/022/12/01/E6 | GAE | LBS |  | Ciracas
MK229 | 708 | FLUOKIT M | LBS | 1997 | Cengkareng
CN100 | C1.2015-W16-3-0045 | SCHENEIDER | LBS MOTORIZE | 2015 | Ciputat
CN100 | C1.2015-W16-3-0023 | SCHENEIDER | CBOM/CBOG | 2015 | Ciputat
SD227 | 1751.13.BF | EGA | PB |  | Tanjung Priok
CB73P | SB.2010.W45.2.0011 | SCHENEIDER RM6 | LBS |  | Ciracas
RG181 | 048/15/209 | EGA | PB-1 |  | Lenteng Agung
CB73P | SB.2010.W45.2.0084 | SCHENEIDER RM6 | PB |  | Ciracas
GD376 | CI.2012-W05-4-0007 | SCHNEIDER SM6 | LBS | 2014 | Ciracas
CB122 | 0701.14.209 | EGA | LBS |  | Ciracas
KJ360 | 51815209 | EGA | LBS MANUAL | 2015 | Kebon Jeruk
PL236 | 0451.16.214 | EGA | PB | 2015 | Pondok Kopi
PL203 | 0142.15.209 | EGA | LBS | 2015 | Pondok Kopi
BK187 | - | SCHNEIDER SM6 | PGC |  | Marunda
GD389 | 0333.14.209 | EGA | LBS | 2014 | Ciracas
CB117 | CI.2013.W45.5.0029 | SCHNEIDER SM6 | LBS |  | Ciracas
RG183 | 73814.209 | EGA | LBS-1 |  | Lenteng Agung
RG183 | 0896.14.209 | EGA | LBS-2 |  | Lenteng Agung
RG183 | 008.15.211 | EGA | PB-1 |  | Lenteng Agung
KDR103 | 131750 | ABB | PMT | 2013 | Cengkareng
PK296 | 067-5132-09/2015 | EGA | LBS MOTORIZE | 2014 | Tanjung Priok
CK220 | 0325-15-209 | EGA | LBS | 2015 | Marunda
JS225 | C1-2015-W16-3-0029 | SCHNEIDER | LBS | 2015 | Pondok Gede
K296 | CI.2015-W16.2-0043 | SCHNEIDER | PMT | 2015 | Menteng
P95 | 01-357951 | EGA | PB1 |  | Menteng
P95 | 02-357951 | EGA | PB2 |  | Menteng
P95 | 03-357159 | EGA | PMT |  | Menteng
P95 | 04-537951 | EGA | PMT |  | Menteng
P95 | 05-582654 | SCHNEIDER | CBOM |  | Menteng
PM181 | PM 181 | EGA | CBOG-1 |  | Lenteng Agung
CN82 | - | ABB | PB |  | Ciputat
CP446 | C1.2013.W35-4-009 | SCHNEIDER | LBS | 2013 | Ciputat
CP446 | 1912-13BL | EGA | LBS | 2013 | Ciputat
TD65 | - | SIEMENS | LBS |  | Ciputat
RG178 | RG 178 : 13.1392/2013 | ABB | PB-1 | 2013 | Lenteng Agung
MB89 | MB 89-131637 | ABB UNISWITCH | CBOM |  | Bandengan
MK483 | MK 483-131591 | ABB UNISWITCH | LBS |  | Bandengan
MK483 | MK 483-131550 | ABB UNISWITCH | LBS |  | Bandengan
PIK17 | 13.1512 | ABB UNISWITCH SDC | LBS | 2013 | Bandengan
A158 | A 158-131532 | ABB UNISWITCH | LBS |  | Bandengan
GNS9 | GNS 9-131597 | ABB UNISWITCH | LBS |  | Bandengan
RM3 | RM3 | ABB | PB | 2013 | Cempaka Putih
RM4N | RM 4N | EGA | PB | 2016 | Cempaka Putih
K280 | 2456-02 | GAE | PMT |  | Menteng
TD130A | - | ORMAZABAL | LBS |  | Ciputat
TD130A | - | ORMAZABAL | LBS |  | Ciputat
SC4P | 3273.13.BL | EGA | PMT |  | Cempaka Putih
SC4P | 3259.13.BL | EGA | PMT | 2013 | Cempaka Putih
KDR181 | 2019CSF61161 | ORMAZABAL | PB | 2019 | Cengkareng
KDR183PAT | 1667.13.BF | EGA | PB | 2013 | Cengkareng
GD60 | CI.2013-W15-6-0003 | SCHNEIDER SM6 | LBS | 2013 | Ciracas
GD239 | 4463 | FLUOKIT M | LBS | 1995 | Ciracas
PK219 | - | EGA | LBS |  | Marunda
BK115 | 0892.16.213 | EGA | LBS | 2016 | Marunda
CB3 | CV.735500-000050/012 | SIEMENS | LBS |  | Ciracas
B32N | B 32N-01 | ABB BC5 | LBS 1 |  | Bandengan
B32N | B 32N-02 | ABB BC5 | LBS 2 |  | Bandengan
B32N | B 32N-03 | ABB BC5 | PB |  | Bandengan
A87 | A 87-01 | EGA | PB |  | Bandengan
A87 | A 87-02 | SCHNEIDER SM6 | LBS 1 |  | Bandengan
MK164 | 1002.17.214 | EGA | PB |  | Bandengan
B19BIS | SPK.206.PJ/611/DISJAYA/07 | MERLIN GERIN | LBS | 2007 | Bandengan
B19BIS | SPK.206.PJ/611/DISJAYA/07 | MERLIN GERIN | LBS | 2007 | Bandengan
B19BIS | NO PLAT | SCHNEIDER SM6 | ACO/SACO |  | Bandengan
AB274 | AB 206 - 01 9069 | SCHNEIDER | PGC | 2004 | Bandengan
AB274 | AB 206 - 02 6551 | SCHNEIDER | LBS 2 | 1997 | Bandengan
AB206 | AB 206-01 | FLUOKIT M | LBS | 2004 | Bandengan
AB206 | AB 206-02 | FLUOKIT M | LBS 2 | 1997 | Bandengan
AB206 | AB 206-03 | ABB | PGDB |  | Bandengan
AB264G | AB 264G-01 | EGA | LBS 1 |  | Bandengan
PL194 | 0250.14.209 | EGA | LBS | 2014 | Pondok Kopi
PL193 | 0086.14.211 | EGA | PB | 2014 | Pondok Kopi
KG433 | 2341.13.BL | EGA | LBS MOTORIZE |  | Tanjung Priok
PL193 | 0227.14.209 | EGA | LBS | 2014 | Pondok Kopi
PL193 | 0259.14.209 | EGA | LBS | 2014 | Pondok Kopi
KG433 | 2406.13.BL | EGA | LBS MOTORIZE |  | Tanjung Priok
KG433 | 1751.13BF | EGA | PB TRAFO |  | Tanjung Priok
K42C | K 42C | ORMAZABAL | PB | 2018 | Cempaka Putih
AB149 | AB 149-01 | SCHNEIDER SM6 | LBS |  | Bandengan
AB149 | AB 149-02 | SCHNEIDER SM6 | LBS |  | Bandengan
B104 | B 104 - PB TRAFO | EGA | PB TRAFO | 2017 | Bandengan
A25 | B 434-03 | SCHNEIDER SM6 | LBS |  | Bandengan
K296 | CI.2015-W16-2-0030 | SCHNEIDER | PMT | 2015 | Menteng
K296 | CI.2015-W16-2-0030 | SCHNEIDER | CBOM | 2015 | Menteng
TA93 | 0890.17.212 | MG SM6 | LBS | 2017 | Cengkareng
TA93 | - | MG SM6 | LBS |  | Cengkareng
T397 | CI-2015-W16-3-0041 | SCHNEIDER | PMT | 2015 | Menteng
MN43 | CI-2015-W16-2-0040 / MN43 | SCHNEIDER SM6 | LBS | 2015 | Pondok Gede
MN43 | CI-2015-W25-4-0013 / MN43 | SCHNEIDER SM6 | LBS MOTORIZE | 2015 | Pondok Gede
CD359 | C1.2014.W29.3.0012 | SCHNEIDER | PB | 2014 | Bintaro
D356 | W16-2-0038 | SCHNEIDER | PMT | 2014 | Menteng
D356 | W15-4-0005 | SCHNEIDER | CBOM | 2014 | Menteng
D387 | CI-2018-W34-5-0066 | SCHENDER MOTORICE | PMT | 2018 | Menteng
D389 | 61034 | ORMAZABAR | PB | 2019 | Menteng
GH0249 | CI-2016-W21-3-0046 | SCHNEIDER SM6 | LBS | 2016 | Marunda
GH0249 | CI-2012-W4-7-0012 | SCHNEIDER SM6 | LBS | 2012 | Marunda
GH0249 | CI-2012-W42-2-0030 | SCHNEIDER SM6 | LBS | 2012 | Marunda
KDR223 | 0698-15-209 | EGA | LBS | 2015 | Cengkareng
S90 | S 90 | EGA | PB |  | Menteng
KD26A | 9109526 | PIM | PB | 2017 | Pondok Kopi
KDR206 | 16.23.13BF | EGA | PB TRAFO | 2014 | Cengkareng
GD269 | 0819.15.212 | EGA | LBS | 2015 | Ciracas
K219B | K 219B | MERLIN GERIN / SM6 | PB |  | Menteng
K219B | K 219B | MERLIN GERIN / SM6 | PMT |  | Menteng
K219B | K 219B | MERLIN GERIN / SM6 | PGC |  | Menteng
GD274 | CV.726612/TJ.J01 | SIEMENS | LBS | 2003 | Ciracas
GD249 | S 9503220 | MG SM6 | LBS | 1995 | Ciracas
GD249 | SM. 0200384 | MG SM6 | PT | 2002 | Ciracas
GD274 | CV.726664/TJ.19 | SIEMENS | PT | 2003 | Ciracas
GD274 | CV.726612/TJ.16 | SIEMENS | CT | 2003 | Ciracas
E275 | E275-2 | EGA | LBS (MOTORIZE) | 2013 | Kramat Jati
TD402 | - | GAE | LBS |  | Ciputat
TD402 | - | GAE | LBS |  | Ciputat
CKG127 | 1592.13BF | EGA | PB | 2013 | Cengkareng
E319 | E 319-49313064 | SCHNEIDER | CBOM | 2015 | Kramat Jati
GH0407 | GH 407-KJ 128 | SCHNEIDER | LBS | 2011 | Kebon Jeruk
GH0407 | GH 407-KJ 248 | SCHNEIDER | LBS | 2011 | Kebon Jeruk
GH0407 | GH 407-KJ 270 | SCHNEIDER | LBS | 2011 | Kebon Jeruk
PM121B | PM 121B | FLUOKIT M | PB-2 |  | Lenteng Agung
CB104 | 130393 | ABB UNISWITCH | LBS |  | Ciracas
CB104 | 13.0198 | ABB UNISWITCH | LBS |  | Ciracas
CB76 | SB.2010-W46-3-0063 | SCHNEIDER RM6 | LBS |  | Ciracas
CB76 | SB.2010-W46-1-0075 | SCHNEIDER RM6 | PB |  | Ciracas
CB105P | 13.1099 | ABB UNISWITCH | LBS |  | Ciracas
CB108P | 1401.13.BF | EGA | PB |  | Ciracas
CB108P | 2895.13.BL | EGA | LBS |  | Ciracas
CB108P | 2894.13.BL | EGA | LBS |  | Ciracas
MD107 | 17 | SCHNEIDER SM6 | PGC | 2014 | Marunda
BK191 | - | SCHNEIDER SM6 | LBS |  | Marunda
CP195 | - | MERLIN GERIN | PB TRAFO 1 |  | Ciputat
MK231 | CI-2017-W33.1.0039 | SCHINEIDER | LBS | 2018 | Cengkareng
MK231 | CI-2019-W21.3.0023 | SCHINEIDER | PB | 2019 | Cengkareng
KDR102 | 0401.18.212 | EGA | LBS | 2018 | Cengkareng
KDR102 | C1-2019-W28-4-0010 | SCHINEIDER | PB | 2019 | Cengkareng
BC358 | C1-2018-W29-2-0061 | SCHINEIDER | LBS MOT | 2018 | Cengkareng
CK19 | - | EGA | LBS | 2013 | Marunda
CK19 | - | KIT 25 | PB |  | Marunda
CK17 | 011415-209 | EGA | LBS | 2015 | Marunda
CB33 | S.9502481 | MERLIN GERIN SM6 | LBS |  | Ciracas
CB119 | CI.2017.W47.2.0019 | SCHNEIDER SM6 | LBS |  | Ciracas
JR68 | CI.2016.W21.3.0047 | SCHNEIDER SM6 | LBS |  | Ciracas
CB113P | 1858.13.BL | EGA | LBS |  | Ciracas
CB113P | 1609.13.BF | EGA | PB |  | Ciracas
JR75 | 204 | FLUOKIT M | LBS |  | Ciracas
JR75 | 3614 | FLUOKIT M | LBS |  | Ciracas
RM79P | 0113.15.209 | EGA | LBS | 2015 | Cempaka Putih
GD381 | 0269.14.217 | EGA | PB | 2014 | Ciracas
GD381 | CI.2014.W05.4.0004 | SCHNEIDER SM6 | LBS | 2014 | Ciracas
JTG6 | 13.0242 | ABB | LBS | 2013 | Pondok Gede
JR5 | CI-2013-W46-1-0022 | SCHNEIDER | LBS | 2013 | Pondok Gede
JR5 |  | EGA | LBS |  | Pondok Gede
B375 | 03-B 375B | ABB | PB |  | Bandengan
PG66 | PG66 | SM 6 | PGDB |  | Cempaka Putih
TG87PS | 420030288 | ABB | PB | 2020 | Cengkareng
TG87PS | 419010071 | ABB | LBS | 2018 | Cengkareng
KG437 | 0570.15.209 | EGA | LBS MOTORIZE | 2015 | Tanjung Priok
RG135 | RG 135 - RG 177 | SCHNEIDER | LBS-2 |  | Lenteng Agung
CP450 | 335613.BL | EGA | LBS | 2013 | Ciputat
CP450 | 1327.13BF | EGA | PB | 2013 | Ciputat
BT309 | 13.023 | ABB | LBS | 2013 | Bintaro
BT309 | 13.0213 | ABB | PB | 2013 | Bintaro
BC213 | - | SCHINEIDER | LBS |  | Cengkareng
BC213 | 1318 | FLUOKIT M | PT |  | Cengkareng
DK212 | - | EGA | LBS MOT | - | Cengkareng
DK212 | - | EGA | PB1 | - | Cengkareng
DK212 | SM1036156Cl | SCHENEIDER | PB2 |  | Cengkareng
RG9 | - | SIEMENS | PB-1 |  | Lenteng Agung
RG70 | RG 70 | F&G | LBS-1 |  | Lenteng Agung
AB246P | AB 246P-03 | SCHNEIDER RM6 | PB |  | Bandengan
TD469 | 3365.13BL | EGA | LBS MOTORIZE | 2013 | Ciputat
TD469 | 1342.BF | EGA | PB | 2013 | Ciputat
JS214 | 13.0236 | ABB UNISWITCH | LBS | 2013 | Pondok Gede
JS215 | 13.0233 | ABB UNISWITCH | LBS | 2013 | Pondok Gede
CP391 | - | GAE | PB |  | Ciputat
PIK22 | PIK 22-C1-2013-W47-5-0024 | SCHNEIDER SM6 | LBS |  | Bandengan
B324 | B 324-06 | ABB UNISWITCH | PB2 |  | Bandengan
AB162 | AB 162-01 | FLOUKIT M | LBS 1 |  | Bandengan
AB162 | AB 162-04 | FLOUKIT M | PGDB |  | Bandengan
AB162 | AB 162-05 | FLOUKIT M | B 1 |  | Bandengan
B5G | CI.2017.W35.4.0037 | SCHNEIDER SM6 | LBS | 2017 | Bandengan
B5G | CI.2017.W35.1.0023 | SCHNEIDER SM6 | LBS | 2017 | Bandengan
PM93 | PM 93 | SCHENEIDER | PB-2 |  | Lenteng Agung
PM93 | PM 93 | SCHENEIDER | LBS-2 |  | Lenteng Agung
T34 | - | SCHNEIDER | PB2 | 2019 | Menteng
KJ344 | 2701-13 BL | FLOUKIT M | LBS MOTORIZED | 2013 | Kebon Jeruk
KJ344 | 1329-13 BF | FLOUKIT M | PB | 2013 | Kebon Jeruk
KS65 | KS 65 | MERLIN GERIN | PMT |  | Menteng
KS65 | KS 65 | MERLIN GERIN | PGC |  | Menteng
AB123 | AB 123_01 | FLUOKIT M | PB 1 |  | Bandengan
AB123 | AB 123_02 | FLUOKIT M | LBS 1 |  | Bandengan
AB123 | AB 123_03 | FLUOKIT M | LBS 2 |  | Bandengan
AB123 | AB 123_04 | FLUOKIT M | PT |  | Bandengan
AB123 | AB 123_06 | FLUOKIT M | PB 2 |  | Bandengan
KD132 | 9922S096 | F&G | PB |  | Pondok Kopi
KD63 | CI-2017-W36-2-0025 | SCHNEIDER SM6 | PB | 2017 | Pondok Kopi
TB63 | 71515209 | EGA | LBS | 2013 | Jatinegara
TB63 | 61215209 | EGA | LBS | 2013 | Jatinegara
RG179 | 2017CSF60136 | ARLISCO | CBOG-1 | 2017 | Lenteng Agung
PL146 | 2019CSF61146 | AEP | PB | 2019 | Pondok Kopi
KD121 | SM0803697 | SCHNEIDER | PBTRAFO |  | Pondok Kopi
KD121 | 11470 | UNINDO | LBS | 2008 | Pondok Kopi
KD141 | 0253.15.209 | EGA | LBS |  | Pondok Kopi
B435 | B 435 | E G A | LBS 1 |  | Bandengan
B435 | B 435_03 | FLUOKIT M | PGC |  | Bandengan
PIK24 | PIK 24-01-2742.13 | EGA | LBS |  | Bandengan
PIK24 | PIK 24-02-3291.13 | EGA | LBS |  | Bandengan
PIK24 | PIK 24-03-1594 | EGA | PB |  | Bandengan
KDR220 | Nomor Seri. 1293.21.213 | EGA | LBS Motorized | 2021 | Cengkareng
KM70 | 0549.15.209 | EGA | LBS | 2015 | Jatinegara
P25N | 3 | MG SM6 | PB 1 |  | Menteng
P25N | 4 | MG SM6 | PB 2 |  | Menteng
P25N | 5 | MG SM6 | PB 3 |  | Menteng
GH0338 | SM1132077cl | SCHENEIDER | PMT |  | Cengkareng
GH0172 | 1623.13.BL | EGA | LBS MOT | 2013 | Cengkareng
E220B | EGA 12/3/2015 | EGA | LBS | 2015 | Pondok Gede
E220B | EGA 12/3/2015 | EGA | PB | 2015 | Pondok Gede
GH0008 | GH0008 - P.LEMPUNG | FLUOKIT M ( M ) | LBS |  | Cempaka Putih
GH0008 | GH0008 - P.LIAT | FLUOKIT M ( M ) | LBS |  | Cempaka Putih
KDR219 | 0037-15-214 | EGA | PB | 2015 | Cengkareng
KJ363 | 0023.15.214 | EGA | PB TRAFO | 2015 | Kebon Jeruk
SD67 | CI-2014-W482-0022 | SCHNEIDER | LBS | 2014 | Tanjung Priok
K179 | 0489-15 | EGA | LBS | 2016 | Menteng
KPK42G | KPK 42G-S1B7039701 | SCHNEIDER OM | PB | 2015 | Bandengan
MN23 | N/A - MN23 | SCHNEIDER | LBS | 2015 | Pondok Gede
CP474 | C1.2015-W16-2-0024 | SCHENEIDER | LBS | 2015 | Ciputat
K183A | 0327.15.211 | EGA | PB | 2015 | Jatinegara
JR71 | CI-2014-W06-1-0036 | SCHENEIDER SM6 | LBS |  | Ciracas
JR71 | CI-2014-W06-1-0037 | SCHENEIDER SM6 | LBS |  | Ciracas
MK216 | 0461.16.214 | EGA | PB | 2016 | Cengkareng
GD367 | 13.1531 | ABB UNISWITCH | LBS | 2013 | Ciracas
GD367 | 13.1634 | ABB UNISWITCH | PGC | 2013 | Ciracas
CKG127 | 3794.13BL | EGA | LBS | 2013 | Cengkareng
TP111 | 0708.14.209 | EGA | PMT | 2014 | Cempaka Putih
DT99 | 08.14.04 | EGA | PB-1 |  | Lenteng Agung
KJ363 | 0236.15.213 | EGA | LBS MOTORIZED | 2015 | Kebon Jeruk
MN42 | EGA 0118.15.209 | EGA | LBS | 2014 | Pondok Gede
BDS10 | BDS 10-CI-2014-W49-5-0029 | SCHENEIDER SM 6 | CBOM |  | Bandengan
MB96 | MB 96-CL-2014-W49-5-0033 | SCHNEIDER | LBS |  | Bandengan
MB96 | MB 96-CL-2014-W48-4-0033 | SCHNEIDER | CBOM |  | Bandengan
AB278 | AB 278-1048-2-0051 | SCHNEIDER | LBS 1 | 2014 | Bandengan
AB278 | AB 278-10495-0023 | SCHNEIDER | LBS 2 | 2014 | Bandengan
AB278 | AB 278-1049-6-0003 | SCHNEIDER | CBOM | 2019 | Bandengan
BDU11 | BDU 11 -032314211/2014 | EGA | PB |  | Bandengan
KS3A | KS 3A | EGA | PB |  | Menteng
GH0061 | - | GAE | LBS |  | Marunda
B317 | B 317-01 | FLOUKIT M | B 1 |  | Bandengan
B317 | B 317-02 | FLOUKIT M | PGDB |  | Bandengan
B317 | B 317-03 | FLOUKIT M | PT |  | Bandengan
B138 | CI-2018-W34-4-0037 | SCHNEIDER SM6 | LBS MOTORIZED | 2018 | Bandengan
MK4 | MK 4-01 | ABB UNISWITCH | LBS 1 |  | Bandengan
B441 | CI-2013-W37-1-0001 | SCHNEIDER SM6 | CBOM | 2013 | Bandengan
CP35 | - | ABB | LBS |  | Ciputat
B443 | B 443 - 03 | SCHNEIDER SM6 | CBOM |  | Bandengan
CP36A | 1308675 BF / 2013 | EGA | PB | 2013 | Ciputat
CP279 | - | FLUOKIT - M | LBS |  | Ciputat
CP47 | - | ABB | PB |  | Ciputat
CP200 | - | UNINDO | LBS |  | Ciputat
CP411 | - | GAE | LBS |  | Ciputat
CP411 | - | GAE | PB |  | Ciputat
CP336 | - | SCHNEIDER | LBS |  | Ciputat
CP336 | - | SCHNEIDER | LBS |  | Ciputat
CP336 | - | SCHNEIDER | PB |  | Ciputat
CP386 | - | GAE | LBS |  | Ciputat
CP386 | - | EGA | PB |  | Ciputat
GL7P | 3589-13-BL | EGA | PMT | 2013 | Menteng
DK177 | CI.2018.W28.5.0019 | SCHNEIDER | LBS | 2018 | Cengkareng
MB93 | MB 93-3112.13BL | EGA | LBS | 2013 | Bandengan
MD103 | - | SCHNEIDER SM6 | LBS |  | Marunda
MK86 | 0893.17.216 | EGA | LBS | 2017 | Cengkareng
MK195 | 3625.17.213 | EGA | LBS MOTORIZE | 2017 | Cengkareng
MK195 | 320005 | SCHINEIDER | LBS | 2020 | Cengkareng
CL11 | - | EGA | LBS |  | Marunda
PK106 | - | ORMAZABAL | LBS |  | Marunda
T388P | T 388P | EGA | PMT |  | Menteng
CP468 | C1.2014-W25-2-0020 | SCHENEIDER | LBS | 2014 | Ciputat
KB583 | 0 | EGA | PB |  | Bulungan
K294 | 0251-15-211 | EGA | PB | 2014 | Menteng
CP98P | - | CONTACT PLASMA | LBS |  | Ciputat
CP98P | - | CONTACT PLASMA | LBS |  | Ciputat
CB62 | SM.0947002 CI | SCHENEIDER SM6 | LBS |  | Ciracas
KDR206 | CL.2014-W12-6-0023 | SCHNEIDER | LBS | 2014 | Cengkareng
CB111P | 13.0213 | ABB UNISWITCH | PB | 2013 | Ciracas
D154 | D 154 | SCHNEIDER | PGC |  | Menteng
GD52 | 28656/036/13/01/E6 | GAE | LBS | 2013 | Ciracas
GD52 | 28647/036/13/01/E6 | GAE | LBS | 2013 | Ciracas
GD52 | 866.13.BF | EGA | PB | 2013 | Ciracas
GD96 | T73005442627.0051 | SIEMENS | PGC | 2017 | Ciracas
CB80P | SB.2011.W17.3.0026 | SCHENEIDER | LBS | 2011 | Ciracas
CP482 | C1.2015.W23-3.0022 | SCHENEIDER | LBS MOTORIZE | 2015 | Ciputat
BK195 | 0405.15.209 | EGA | LBS | 2015 | Marunda
BK195 | 0545.15.209 | EGA | LBS | 2015 | Marunda
RG186 | CI-2015-W3-4-0050 | SCHENEIDER | LBS-1 |  | Lenteng Agung
BK203 | -CI -2015-W34-4-0028 | SCHNEIDER SM6 | LBS | 2015 | Marunda
CK127 | - | EGA | PB |  | Marunda
RM84 | C1-2015-W23-4-0025 | SCHNEIDER | LBS | 2014 | Cempaka Putih
KCP8P | C1-2015-W22-1-0038 | SCHNEIDER SM6 | PB TRAFO | 2015 | Cempaka Putih
BK202 | - | SCHNEIDER SM6 | PB |  | Marunda
BK200 | - | SCHNEIDER SM6 | LBS | 2015 | Marunda
BK200 | 0088.15.214 | SCHNEIDER SM6 | PB | 2016 | Marunda
KB214 | CI-2015-W20-6-0016 | SCHNEIDER | PB | 2015 | Jatinegara
DK74 | C1-2019-W30-2-0073 | SCHINEIDER | PGC | 2019 | Cengkareng
MK490P | MK 490P-11315212 | EGA | LBS 1 | 2015 | Bandengan
RM85 | 0367.15.209 | EGA ( MOTORIS ) | LBS | 2015 | Cempaka Putih
JS140P | CI-2021-W39-1-1404 | SCHNEIDER RM 6 | LBS | 2021 | Pondok Gede
GNS12 | CI-2014-W06-2-0039 | SCHNEIDER SM6 | LBS | 2014 | Bandengan
GNS12 | CI-2014-W07-2-0041 | SCHNEIDER SM6 | LBS | 2014 | Bandengan
PG364 | PG 364 | ABB | PGDB |  | Cempaka Putih
PG364 | PG 364 | KIT M | B 1 |  | Cempaka Putih
MK396 | MK 396-02 | ABB | LBS 2 |  | Bandengan
A118 | A 118 - PB TRAFO | ORMAZABAL | PB TRAFO |  | Bandengan
A118 | A 118 - LBS 1 | ORMAZABAL | LBS |  | Bandengan
GH0481 | 3417.13.BL | EGA | LBS | 2013 | Cengkareng
CP370 | - | VEI | LBS |  | Ciputat
CP286 | - | SIEMENS | PB |  | Ciputat
CP165 | - | SIEMENS | LBS |  | Ciputat
CP165 | - | SIEMENS | LBS |  | Ciputat
CP165 | - | SIEMENS | PB |  | Ciputat
CP54 | - | UNINDO | LBS |  | Ciputat
KN114 | 51Z 1022311 | SCHNEIDER | CBOM | 2011 | Menteng
GH0037 | 1711954 | EGA | LBS MOT | 2016 | Cengkareng
TD366 | TD 366 | SCHNEIDER | PB-1 |  | Lenteng Agung
RG135 | RG 135 | SCHNEIDER | PGDB-1 |  | Lenteng Agung
GH0037 | 1509152 | EGA | LBS MOT | 2016 | Cengkareng
GH0037 | 1509270 | EGA | LBS MOT | 2016 | Cengkareng
GH0219 | 12.1256 | ABB Uni Switch | LBS MOT | 2012 | Cengkareng
GH0219 | 12.1236 | ABB Uni Switch | LBS MOT | 2012 | Cengkareng
GH0219 | 12.1209 | ABB Uni Switch | LBS MOT | 2012 | Cengkareng
GH0097 | 13071075 | EGA | LBS MOT | 2013 | Cengkareng
GH0097 | 1307429 | EGA | LBS MOT | 2013 | Cengkareng
GH0097 | 1309312 | EGA | LBS MOT | 2013 | Cengkareng
T215 | 1 | FLUOKIT M | PMT |  | Menteng
T302 | T302 | MG SM6 | LBS |  | Menteng
TG336N | W33-4-0001 | Schneider | PGC | 2016 | Menteng
T302 | T302 | SCHNEIDER | LBS |  | Menteng
A72 | A 72-02 | CONTACT PLASMA | LBS |  | Bandengan
A72 | A 72-03 | KIT 27,2 | PT |  | Bandengan
AB260 | AB 260-02 | SCHNEIDER | LBS 2 |  | Bandengan
AB260 | AB 260-01 | SCHNEIDER | LBS 1 |  | Bandengan
AB260 | AB 260-03 | SCHNEIDER | PGC |  | Bandengan
B246N | B 246N-04 | SCHNEIDER | PGC |  | Bandengan
PL57N | 152813BL | EGA | LBS |  | Pondok Kopi
PL57N | 121375 | ABB | PB |  | Pondok Kopi
E93C | 1806.16.213 | EGA | LBS |  | Pondok Kopi
KIOSTEKO | 1 | FLUOKIT M | PMT |  | Menteng
GNS3G | GNS 3G-02 | ABB UNISWITCH | LBS 2 |  | Bandengan
KD50N | 0407-15-213 | EGA | LBS | 2015 | Pondok Kopi
KIOSTEKO | 2 | FLUOKIT M | PMT |  | Menteng
D299 | D299 | SCHNEIDER | LBS MOTORIZE | 2018 | Menteng
TD21 | - | RETROFIT | PB 2 |  | Ciputat
GNS13 | GNS 13-03 | SCHNEIDER | PGC |  | Bandengan
BK188 | - | SIEMENS | CBOM |  | Marunda
BK188 | - | SIEMENS | LBS |  | Marunda
GD243 | SM.1123265 CI | SCHNEIDER SM6 | LBS | 2011 | Ciracas
T389 | 1 | EGA | PMT | 2015 | Menteng
KN220 | 549.1521 | EGA | PMT | 2015 | Menteng
GD398 | 0769.15.209 | EGA | LBS | 2015 | Ciracas
TT21 | CI.2015-W11-2-0018 | SCHNEIDER | PMT | 2015 | Menteng
CKG138 | 0676-15-209 | EGA | LBS | 2015 | Cengkareng
CKG138 | 0263-15-211 | EGA | PB | 2015 | Cengkareng
MD106 | 77615209 | EGA | LBS | 2015 | Marunda
MD106 | 20106723 | SCHNEIDER SM6 | PB TRAFO | 2015 | Marunda
P25N | 1 | MG SM6 | PMT |  | Menteng
BT325 | 0695-15-209 | EGA | LBS | 2015 | Bintaro
T384 | W46-1-0003 | SCHNEIDER | CBOM | 2014 | Menteng
CP472 | C1.2015-W22-3-00.13 | SCHENEIDER | PB | 2015 | Ciputat
DT102N | 1327.17.212 | EGA | LBS-2 | 2017 | Lenteng Agung
CP471 | 0405-15-211 | EGA | PB | 2015 | Ciputat
CKG130 | 0071-15-211 | EGA | PB | 2015 | Cengkareng
GD343 | 500411660/9011-26 | ABB SAFEPLUS | LBS | 2011 | Ciracas
PP140 | 0 | EGA | LBS |  | Bulungan
GD261 | IVZN01221OM0002 | ABB UNISWITCH | LBS |  | Ciracas
KIOSGUNDU | KIOS GUNDU | MERLIN GERIN | PMT |  | Menteng
JR90P | R0416326SF | MERLIN GERIN | LBS |  | Ciracas
KJ353 | C1-2014-W29-1-0010 | SCHENEIDER | PB TRAFO | 2014 | Kebon Jeruk
CB107P | 1408.13.BF | EGA | PB |  | Ciracas
MK198 | - | KIT 27,2 | LBS |  | Cengkareng
MK198 | 123456 | ABB | PB2 |  | Cengkareng
MK186 | 123456 | KIT 25 | PB2 |  | Cengkareng
MK186 | 181818 | EGA | LBS | 2002 | Cengkareng
MK186 | 123456 | FLUOKIT M | PT |  | Cengkareng
DB107P | DB 107P-03 | SCHNEIDER | PB | 2015 | Bandengan
DB108G | DB 108G-02 | SCHNEIDER | LBS 2 | 2015 | Bandengan
DB108G | DB 108G-023 | SCHNEIDER | PB | 2015 | Bandengan
TB71 | 0169-15-214 | EGA | PB TRAFO | 2015 | Jatinegara
CP340 | - | SCHNEIDER | LBS |  | Ciputat
GD17 | 34315.212 | EGA | LBS | 2015 | Ciracas
GD17 | 48015213 | EGA | LBS | 2015 | Ciracas
KDR192 | 1333.13BF | EGA | PB | 2013 | Cengkareng
PB47 | 13.0222 | EGA | LBS MOTORIZE | 2013 | Pondok Kopi
MB99P | MB 99P- 0301-15-211 | EGA | PB | 2015 | Bandengan
K295 | W11-2.0015 | SCHNEIDER | PMT | 2015 | Menteng
T396 | W41-1-0001 | SCHNEIDER | PMT | 2014 | Menteng
KB583 | 0 | EGA | LBS |  | Bulungan
CK193 |  | GAE GLS | LBS |  | Marunda
CKG146 | CI-2015-W24-2-0046 | SCHNEIDER | LBS MOT | 2015 | Cengkareng
KB586 | 0 | SCHNEIDER | LBS |  | Bulungan
GD333 | 500411660/2001-01 | ABB SAFEPLUS | LBS |  | Ciracas
KDR66 | 123456 | SCHNEIDER | LBS |  | Cengkareng
GD104 | CI.2018.W20.2.0047 | SCHNEIDER SM6 | LBS | 2018 | Ciracas
BDA25 | 1462.17.214 | EGA | PB | 2017 | Cengkareng
BDA25 | 1590.17.234 | EGA | CBOM | 2017 | Cengkareng
GD226P | 13.0241 | ABB UNISWITCH | LBS | 2013 | Ciracas
GD137 | 1924.13.BL | EGA | LBS |  | Ciracas
GD302P | 12087 | UNINDO | LBS | 2009 | Ciracas
SP158 | SP 158-KJ 24 | EGA | LBS | 2017 | Kebon Jeruk
SP158 | SP 158-PB 3 | EGA | PB TRAFO |  | Kebon Jeruk
SP243 | SP 243-SP 264 | SCHNEIDER | LBS | 2012 | Kebon Jeruk
SP243 | SP 243-PB TRAFO | EGA | PB TRAFO | 2014 | Kebon Jeruk
KDR213 | 0415.18.214 | EGA | PB | 2018 | Cengkareng
PL200 | 67.15.209 | EGA | LBS MOTORIZE | 2015 | Pondok Kopi
PIK23 | CI-2014-W06-6-0003 | SCHNEIDER SM6 | LBS | 2014 | Bandengan
CP405 | - | GAE | PB |  | Ciputat
CK203 | -W115-5-0048 | SCHNEIDER SM6 | CBOM |  | Marunda
TG62S | 2016CSF61012 | AEP | PB | 2016 | Cengkareng
CKG85 | CI-2019-W30-4-1401 | SCHINEIDER | PB | 2019 | Cengkareng
D349P | 1763.13.BF | EGA | PB | 2013 | Menteng
MK58P | 01-MK 58 | SCHNEIDER | LBS |  | Bandengan
MK58P | 02-MK 58 | SCHNEIDER | LBS |  | Bandengan
PG432 | C1.2014.W03-5-0020 | SM6 | PMT | 2014 | Cempaka Putih
KD106 | IDABB419040553 | ABB | LBS | 2019 | Pondok Kopi
JS221 | 3306.13BL | EGA | LBS | 2013 | Pondok Gede
TD23 | - | SCHNEIDER | LBS |  | Ciputat
K275 | 1 | SCHNEIDER | PMT |  | Menteng
K275 | 3 | SCHNEIDER | PGC |  | Menteng
PL89 | - - | MERLIN GERLIN RM6 | PB |  | Pondok Kopi
PL89 | - - | MERLIN GERLIN RM6 | LBS |  | Pondok Kopi
A145 | A 145-02-112131 | FLUOKIT M24+ | LBS | 2008 | Bandengan
A145 | A 145-03-112861 | SCHNEIDER DM1 | PGC | 2008 | Bandengan
KD137 | 100526 | MERLIN GERIN | LBS |  | Pondok Kopi
KD137 | 100525 | MERLIN GERLIN | LBS |  | Pondok Kopi
PL163 | CSF 63030 | AEP | LBS | 2016 | Pondok Kopi
JS221 | 1610.13BF | EGA | PB | 2013 | Pondok Gede
KJ345 | 12388 | FLUOKIT M | LBS MANUAL |  | Kebon Jeruk
KJ345 | 3859 | FLUOKIT M | PB TRAFO |  | Kebon Jeruk
B302 | B 302-01 | MG VERCORS 6 | LBS1 |  | Bandengan
B302 | B 302-02 | MG VERCORS 6 | LBS2 |  | Bandengan
T365 | 1 | SCHNEIDER | CBO-MOT | 2019 | Menteng
RM16N | RM 16 | SCHNEIDER | PB | 2018 | Cempaka Putih
AB77 | AB 77 - 04 | SIEMENS | PGC |  | Bandengan
KCP1 | C1.2013.W48-5-0040 | SCHNEIDER SM6 | PMT | 2013 | Cempaka Putih
CP207 | - | MG | LBS |  | Ciputat
CP207 | - | MG | PB |  | Ciputat
CP329 | - | SCHNEIDER | LBS |  | Ciputat
CP339 | - | SCHNEIDER | LBS |  | Ciputat
CP254 | - | ORMAZABAL | LBS |  | Ciputat
CP254 | - | ORMAZABAL | PB |  | Ciputat
CP329 | - | SCHNEIDER | LBS |  | Ciputat
CP329 | - | SCHNEIDER | PGC |  | Ciputat
AB34B | AB 34B - 02 | TAMCO | LBS 1 |  | Bandengan
KS68 | 0934025CI | SCHNEIDER | CBOM |  | Menteng
KS68 | 0933012CI | SCHNEIDER | LBS |  | Menteng
KS68 | 0933030CI | SCHNEIDER | LBS |  | Menteng
KJ347 | C1-2014-W05-6-0011 | SCHNEIDER | LBS MOTORIZED | 2013 | Kebon Jeruk
KJ347 | 3466.13 BL | EGA | LBS MANUAL | 2014 | Kebon Jeruk
KJ347 | 1641.13 BF | EGA | PB TRAFO |  | Kebon Jeruk
T269N | T269 | FLOUKIT | LBS |  | Menteng
T269N | T269 | ABB | LBS |  | Menteng
T269N | T269 | FLOUKIT | PT |  | Menteng
T269N | T269 | FLOUKIT | B1 |  | Menteng
B323 | B 323-14 | MG SM6 | LBS |  | Bandengan
KD47 | BELUM ADA | SCHNEIDER SM6 | LBS |  | Pondok Kopi
KD57 | W44-4-0077 | SCHNEIDER | PB | 2017 | Pondok Kopi
PG123 | BELUM ADA | UNINDO | LBS |  | Pondok Kopi
PG123 | 0060.16.212 | EGA | LBS | 2016 | Pondok Kopi
PG123 | BELUM ADA | UNINDO | LBS |  | Pondok Kopi
PB44 | W21-3-0016 | SCHNEIDER (SM 6) | LBS | 2012 | Pondok Kopi
PL40 | CV 06-5140/033 | SIEMENS | LBS | 1993 | Pondok Kopi
GNS13 | GNS 13-01 | SCHNEIDER | LBS |  | Bandengan
GNS13 | GNS 13-02 | SCHNEIDER | LBS |  | Bandengan
GD219P | 2847.13.BL | EGA | PB | 2013 | Ciracas
GD276P | 1417.13.BF | EGA | PB |  | Ciracas
GD287P | SM.1040093CI | SCHNEIDER SM6 | LBS |  | Ciracas
JW16 | W29-6-0015 | SCHNEIDER | LBS | 2013 | Pondok Gede
JW16 | W26-6-0001 | SCHNEIDER | LBS | 2013 | Pondok Gede
DK15 | 0316.17.216 | EGA | PGC | 2017 | Cengkareng
PIK25 | CI-2014-W47-1-0018 | SCHNEIDER SM6 | LBS | 2014 | Bandengan
JW64 | W26-4-0008 | SCHNEIDER | LBS | 2014 | Pondok Gede
JW64 | W26-4-0009 | SCHNEIDER | PB | 2014 | Pondok Gede
JW68 | 0462.15.209 | EGA | LBS | 2015 | Pondok Gede
JW68 | 0363.15.209 | EGA | LBS | 2015 | Pondok Gede
BDU10G | BDU 10G-02 | EGA | LBS |  | Bandengan
T208 | T208 | SCHNEIDER | PGC |  | Menteng
GNS16G | GNS 16G.0446.15.209 | EGA | LBS 2 | 2015 | Bandengan
TA168 | SN : 170532 | FLUOKIT M | PGC | - | Cengkareng
TA168 | 2217 | UNINDO | B1 |  | Cengkareng
T391 | W.46-3-0040 | SCHNEIDER | PMT | 2015 | Menteng
T391 | W.11-4-0003 | SCHNEIDER | CBOM | 2015 | Menteng
PG103 | PG 103 | KIT 27,2 | PT |  | Cempaka Putih
PG103 | PG 103 | KIT M | PMT |  | Cempaka Putih
PG283 | PG 283 | SM 6 | PMT |  | Cempaka Putih
E75A | CI.2018.W19.4.0052 | SCHNEIDER SM6 | LBS | 2018 | Ciracas
GD355 | 362.12.BL | EGA | LBS | 2012 | Ciracas
KIOSPERMATA | 2 | FLUOKIT M | PMT |  | Menteng
KIOSPERMATA | 4 | FLUOKIT M | PMT |  | Menteng
AB181 | AB 181-02 | FLOUKIT-M | LBS |  | Bandengan
AB181 | AB 181-04 | FLOUKIT-M | PT |  | Bandengan
S38 | S38 | SCHNEIDER | PMT |  | Menteng
S38 | S38 | EGA | B1 |  | Menteng
S97 | CI-2019-W36-4-0020 | Schneider SM6 | LBS Motorized | 2019 | Menteng
CP53 | - | FLUOKIT M | LBS |  | Ciputat
CP72 | - | SIEMENS | LBS |  | Ciputat
CP72 | - | SIEMENS | LBS |  | Ciputat
CP72 | - | SIEMENS | PB |  | Ciputat
CP78 | - | SCHENEIDER | LBS |  | Ciputat
CP78 | - | SCHENEIDER | LBS |  | Ciputat
S54 | 1 | FLUOKIT M | PMT |  | Menteng
S54 | 2 | DELLE ALSTHOM | PMT |  | Menteng
S54 | 3 | DELLE ALSTHOM | PT |  | Menteng
S54 | 4 | DELLE ALSTHOM | PGDB |  | Menteng
S54 | 5 | DELLE ALSTHOM | B1 |  | Menteng
T300 | 2 | MERLIN GERIN | PMT |  | Menteng
T300 | 3 | MERLIN GERIN | PMT |  | Menteng
T300 | 4 | MERLIN GERIN | PMT |  | Menteng
PM183 | PM 183 | EGA | PB-2 |  | Lenteng Agung
CP449 | C1.2013.W36-1-0029 | SCHNEIDER | LBS | 2013 | Ciputat
CP449 | 1089.13.BF | EGA | PB | 2013 | Ciputat
A48 | A 48-01 | FLOUKIT M | LBS |  | Bandengan
A48 | A 48-05 | FLOUKIT M | B1 |  | Bandengan
E303P | E303P-2 | ABB | LBS | 2013 | Kramat Jati
E303P | E303P-3 | ABB | PB TRAFO | 2013 | Kramat Jati
MK149 | 0277.17.212 | EGA | PB 1 | 2017 | Bandengan
MK358 | MK 358-LBS-02 | MERLIN GERIN (MG) | LBS MANUAL |  | Bandengan
MK358 | MK 358-LBS-04 | FLUOKIT M | PB 2 |  | Bandengan
PB35 | SB-2011-W16-3-0010 | SCHNEIDER (RM 6) | LBS | 2011 | Pondok Kopi
PL123 | 13109 | UNINDO | LBS | 2010 | Pondok Kopi
PL123 | 13110 | UNINDO | LBS | 2010 | Pondok Kopi
CN11 | - | SIEMENS | PB |  | Ciputat
MK13 | 53530 | FLUOKIT M | LBS 2 |  | Bandengan
CB110 | 13.0246 | ABB UNISWITCH | PB | 2013 | Ciracas
PG403 | Sm0927040ci | SCHNEIDER | LBS |  | Pondok Kopi
PG403 | Sm0927038ci | SCHNEIDER | LBS |  | Pondok Kopi
PG403 | Sm0803731 | SCHNEIDER | PB |  | Pondok Kopi
PL122 | CI-2016-w35-2-007 | SCHNEIDER | LBS | 2016 | Pondok Kopi
PL122 | CI-2019-w38-3-0010 | SCHNEIDER | PB | 2019 | Pondok Kopi
TD406 | - | MERLIN GERIN | LBS |  | Ciputat
B111 | B 111 | MERLIN GERIN SM6 | LBS |  | Bandengan
B111 | B 111-PB1 | ABB | PB |  | Bandengan
DB62 | DB 62 | EGA | LBS |  | Bandengan
BK12A | 1592.13.BL | EGA | LBS | 2013 | Marunda
BK186 | 2074.13.B1 | EGA | LBS | 2013 | Marunda
BK186 | - | EGA | PB | 2013 | Marunda
PIK15 | DB 62 | EGA | LBS |  | Bandengan
PIK15 | DB 62 | EGA | PB |  | Bandengan
DB99P | DB 99 P | ABB UNISWITCH SDF | PB |  | Bandengan
PG397 | 130.006 | ABB | LBS | 2013 | Pondok Kopi
PG397 | 1755 | UNINDO | PB | 2009 | Pondok Kopi
PL119 | IEC62271-200 | AREVA | LBS | 2009 | Pondok Kopi
PL119 | IEC62271-200 | AREVA | PB | 2009 | Pondok Kopi
PB33 | 224227/032/10/01/e6 | GAE | LBS | 2010 | Pondok Kopi
PB33 | 22502/032/10/02/E6 | GAE | PB | 2010 | Pondok Kopi
PGL7 | 0696.17.214 | EGA | LBS | 2017 | Pondok Kopi
PGL7 | 1118.17.212 | EGA | PB | 2017 | Pondok Kopi
AB241 | AB 241-02 | FLUOKIT-M | LBS |  | Bandengan
SP200 | 131545 | ABB | PMT | 2013 | Menteng
PM57N | PM 57N | SCHENEIDER | PB-1 |  | Lenteng Agung
PM57N | PM 57N | SCHENEIDER | PB-2 |  | Lenteng Agung
JGK9 | 1880.13/2013 | EGA | LBS-1 | 2013 | Lenteng Agung
PL166 | 130.284 | ABB | PB | 2013 | Pondok Kopi
AB117 | AB 117-02 | SIEMENS | LBS |  | Bandengan
AB86 | AB 86-01 | MERLIN GERIN | PB |  | Bandengan
AB86 | AB 86-03 | MERLIN GERIN | LBS |  | Bandengan
KD106 | IDABB419040538 | ABB | LBS | 2019 | Pondok Kopi
PL197 | 0259-14-211 | EGA | PB | 2014 | Pondok Kopi
CB70P | 13.041 | ABB UNISWITCH | LBS | 2013 | Ciracas
A152 | A 152-2393.13.BL/2013 | GAE | LBS |  | Bandengan
A152 | A 152-27031/075/12/02/EG | GAE | PB | 2012 | Bandengan
GD55 | CI.2016.W26.3.0056 | SCHNEIDER SM6 | LBS | 2016 | Ciracas
GD55 | CI.2016.W35.2.0035 | SCHNEIDER SM6 | PB | 2016 | Ciracas
TD362 | - | MG | PB |  | Ciputat
GD372P | C1.2013.W46-1-0018 | SCHNEIDER | LBS | 2013 | Ciracas
GD372P | C1.2013.W47-1-0012 | SCHNEIDER | LBS | 2013 | Ciracas
GD372P | 1302446 | ABB UNISWITCH | PB | 2013 | Ciracas
TD216 | - | FLUOKIT M | LBS |  | Ciputat
TD216 | - | FLUOKIT M | LBS |  | Ciputat
TD216 | - | FLUOKIT M | PB |  | Ciputat
CP500 | - | EGA | LBS |  | Ciputat
CP500 | - | EGA | PB TRAFO |  | Ciputat
TD376 | - | GAE | LBS |  | Ciputat
TD376 | - | GAE | LBS |  | Ciputat
TD376 | - | GAE | LBS MASTERING | 2002 | Ciputat
TD376 | 18246 | GAE | CBO PELANGGAN | 2002 | Ciputat
TD373 | - | SCHNEIDER | LBS |  | Ciputat
TD373 | - | SCHNEIDER | LBS |  | Ciputat
TD373 | - | GAE | CBO M |  | Ciputat
TD423 | - | SCHNEIDER | LBS |  | Ciputat
TD423 | - | SCHNEIDER | LBS |  | Ciputat
TD423 | - | SCHNEIDER | CBO M |  | Ciputat
RG118P | 17-V3-000076/063 | SIEMENS | PB-1 | 2007 | Lenteng Agung
PL40 | CV 06-5140/033 | SIEMENS | LBS | 1993 | Pondok Kopi
DT96 | CL-2016-W42-1-0031 | SCHNEIDER MR | LBS-1 |  | Lenteng Agung
DT96 | DT 96 1583.13.BF | EGA | PB-1 |  | Lenteng Agung
SR2A | - | FLUOKIT M | LBS |  | Ciputat
SR2A | - | ABB | PB 2 |  | Ciputat
CP194 | - | MG | PB |  | Ciputat
CP212 | - | ABB | LBS |  | Ciputat
KD95 | 3760.17.213 | EGA | LBS | 2017 | Pondok Kopi
KD95 | 3655.17.213 | EGA | LBS | 2017 | Pondok Kopi
KD95 | 0261.18.214 | EGA | PB | 2018 | Pondok Kopi
JS212 | 3303.13 | EGA | LBS | 2013 | Pondok Gede
B35B | B 35B_01 | SCHNEIDER | PB |  | Bandengan
B35B | B 35B_03 | SCHNEIDER SM6 | LBS |  | Bandengan
B35B | B 35B_04 | SCHNEIDER | PB |  | Bandengan
AB34A | AB 34A - 02 | EGA | LBS |  | Bandengan
CP452 | C1.2013.W35-3-0018 | SCHNEIDER | LBS | 2013 | Ciputat
B20A | 0198-20 | ULUSOY | LBS 1 | 2020 | Bandengan
B20A | 0210-20 | ULUSOY | LBS 2 | 2020 | Bandengan
PG429 | C1-2013-W48-3-0006 | SM 6 | PMT | 2013 | Cempaka Putih
PG429 | C1-2013-W42-2-0004 | SM 6 | PGC | 2013 | Cempaka Putih
GD214P | 500411660/5021/27 | ABB | PB | 2011 | Ciracas
KDR110P | CSF63004 | ORMAZABAL | LBS | 2016 | Cengkareng
PRG1P | R 04 38 132 SF | MG | LBS |  | Ciracas
AB151 | AB 151-01 | CONTACPLASMA | LBS |  | Bandengan
S147 | CI-2015-W33-4-0001 | SCHNEIDER | PGC | 2015 | Menteng
CN107 | C1.2015.W27.2.0035 | SCHENEIDER | LBS | 2015 | Ciputat
P98 | 2150176 | SCHNEIDER | PGC | 2012 | Menteng
CP35P | - | SCHNEIDER | LBS | 2013 | Ciputat
CKG132 | 0235-15-213 | EGA | LBS | 2015 | Cengkareng
GD74B | CI.2017.W32.1.0017 | SCHNEIDER SM6 | LBS |  | Ciracas
GD369 | 13.0224 | ABBUniswitch | LBS | 2013 | Ciracas
GD369 | 13.0225 | ABBUniswitch | LBS | 2013 | Ciracas
GD369 | 13.0247 | ABBUniswitch | PB | 2013 | Ciracas
CKG113 | Cl-2013-W46-4-0010 | SCHENEIDER | LBS MOTORIZE | 2013 | Cengkareng
CKG113 | CI-2013-W42-2-000 | SCHENEIDER | LBS | 2013 | Cengkareng
CKG113 | CI-2013-W47-2-0027 | SCHENEIDER | PGC | 2013 | Cengkareng
B63C | B 63C-03-12850203 | FLOUKIT M | PB 1 |  | Bandengan
MK328 | MK 328-01-43484751 | FLUOKIT M24 | LBS |  | Bandengan
MK411 | MK 411-01-0042 | ABB UNISWITCH | LBS |  | Bandengan
E32 | SM.0100.264 | MG SM6 | LBS | 2001 | Ciracas
KG430 | 3685.13.BL | EGA | LBS MOTORIZE | 2013 | Tanjung Priok
KG430 | 2794.13.BL | EGA | LBS | 2013 | Tanjung Priok
KG430 | 1556.13.BF | EGA | PB TRAFO | 2013 | Tanjung Priok
MK140 | 18051713 | EGA | LBS |  | Bandengan
K257N | 3204.13.BL | EGA | PMT | 2013 | Cempaka Putih
TD353 | - | FLUOKIT M | LBS |  | Ciputat
CKG100 | 123456 | EGA | LBS |  | Cengkareng
CKG100 | 123456 | EGA | PB |  | Cengkareng
KPK24 | 01-KPK 24 | GAE GLS | LBS |  | Bandengan
KPK24 | 02-KPK 24 | GAE GLS | LBS |  | Bandengan
KPK24 | 03-KPK 24 | GAE GDSA | PGC |  | Bandengan
B29C | B 29C.4 | SCHNEIDER | PB |  | Menteng
B428 | SM1123274CI | SCHNEIDER SM6 | PGC |  | Bandengan
B428 | 1859 | FLUOKIT M BIRU | PGC |  | Bandengan
BDS3 | CI-2018-W39-6-0003 | GAE | LBS MANUAL | 2018 | Bandengan
GD160 | 0001.21.213 | EGA | LBS |  | Ciracas
TD37 | - | FLUOKIT M | LBS |  | Ciputat
TD37 | - | FLUOKIT M | LBS |  | Ciputat
GD76A | SM.1041203 CI | SCHENEIDER SM6 | PGC | 2010 | Ciracas
TT58 | 0139.15.209 | EGA | PMT |  | Menteng
TT58 | 0066.15.209 | EGA | PMT |  | Menteng
TT58 | 0050.15.211 | EGA | PB |  | Menteng
GD287P | S9503215 | SCHNEIDER SM6 | PB |  | Ciracas
GD370P | 1518.13.BF | EGA | PB | 2013 | Ciracas
GD370P | 3282.13.BL | EGA | LBS | 2013 | Ciracas
BC143 | - | EGA | LBS MOT |  | Cengkareng
SP158 | SP 158-PB 2 | EGA | PB TRAFO |  | Kebon Jeruk
PL202 | 0076.15.211 | EGA | PB | 2015 | Pondok Kopi
SD233 | 0061.15.211 | EGA | PB TRAFO |  | Tanjung Priok
MK88 | C1-2018-W43-4-0014 | SCHINEIDER | LBS MAN | 2019 | Cengkareng
RG181 | 0442/15/209 | EGA | LBS-2 |  | Lenteng Agung
CB122 | 0052.15.211 | EGA | PB |  | Ciracas
CB122 | 0320.14.209 | EGA | LBS |  | Ciracas
GD377P | 13.1209 | ABB UNISWITCH | LBS | 2013 | Ciracas
GD377P | 13.1403 | ABB UNISWITCH | PB | 2013 | Ciracas
GD389 | 0223.14.209 | EGA | LBS | 2014 | Ciracas
GD389 | 0066.15.211 | EGA | PB | 2014 | Ciracas
P76N | P 76N | FLOUKIT M | B1 |  | Menteng
CB79 | 0151.15.209 | EGA | PB |  | Ciracas
PK296 | 0054-15-409/2015 | EGA | LBS MOTORIZE | 2014 | Tanjung Priok
CK220 | 0140-15-2011 | EGA | PB | 2015 | Marunda
BK190 | 406 | SCHNEIDER SM6 | LBS | 2015 | Marunda
BK190 | 521 | SCHNEIDER SM6 | LBS CBOM | 2015 | Marunda
BT306 | 0162-15-211 | EGA | PB | 2015 | Bintaro
GD249 | S 9503168 | MG SM6 | LBS | 1995 | Ciracas
GD249 | 903 | FLOUKIT M | PGC | 2002 | Ciracas
KD57A | 0458.16.214 | EGA | PB | 2014 | Pondok Kopi
CN99 | 0236-15-209 | EGA | LBS MOTORIZE | 2015 | Ciputat
PL199 | 0293.14.211 | EGA | PB | 2014 | Pondok Kopi
PL199 | 0675.14.209 | EGA | LBS | 2014 | Pondok Kopi
KG93 | - | SCHNEIDER SM6 | LBS |  | Tanjung Priok
PM123 | PM 123 | schneider | PB-1 |  | Lenteng Agung
PM123 | PM 123 | GAE | CBOG-1 |  | Lenteng Agung
CP296 | - | UNINDO | LBS |  | Ciputat
CP296 | - | UNINDO | PB |  | Ciputat
PIK22 | PIK 22-C1-2013-W42-1-0014 | SCHNEIDER SM6 | PGC |  | Bandengan
B324 | B 324-04 | ABB UNISWITCH | PT |  | Bandengan
B348 | B 348-03 | FLUOKIT M | PGC |  | Bandengan
B4 | B 4-02 | FLOUKITM | LBS |  | Bandengan
B4 | B 4-03 | FLOUKITM | PB |  | Bandengan
B317 | B 317-05 | EGA | LBS 2 MOTORIZED |  | Bandengan
B317 | B 317-04 | FLOUKIT M | LBS 1 |  | Bandengan
B317 | B 317-06 | FLOUKIT M | PT 2 |  | Bandengan
B317 | B 317-07 | FLOUKIT M | PGDB |  | Bandengan
B138 | CI-2018-W29.1-0060 | SCHNEIDER SM6 | LBS MANUAL | 2018 | Bandengan
D348P | 1755.13.BF | EGA | PB | 2019 | Menteng
AB222 | AB 222_3 10139/2006 | FLUOKIT M | AB 269 |  | Bandengan
GD77 | SM1035148CI | SCHNEIDER SM6 | PGC | 2010 | Ciracas
MK80 | 4 | ABB | LBS |  | Bandengan
CK209 | 2130.13.BL | EGA | LBS | 2013 | Marunda
BTA | S9502113 | SCHNEIDER | LBS | 2012 | Pondok Kopi
T377 | 29941/158 | SCHNEIDER | PMT | 2014 | Menteng
RG144 | RG 144 | SCHNEIDER | PB-1 |  | Lenteng Agung
CD341 | 13.1845 | ABB | LBS | 2014 | Bintaro
CP202 | - | GAE | PB |  | Ciputat
CP334 | - | UNINDO | PB |  | Ciputat
CP258 | - | ORMAZABAL | LBS |  | Ciputat
PIK23 | CI-2014-W05-5-0020 | SCHNEIDER SM6 | LBS | 2014 | Bandengan
CP29D | - | MERLIN GERIN | LBS |  | Ciputat
CP29D | - | MERLIN GERIN | PB |  | Ciputat
TD135A | - | MG | LBS |  | Ciputat
PG42 | PG42 | SM 6 | PB |  | Cempaka Putih
KG442 | 0120.15.212 | EGA | LBS | 2015 | Tanjung Priok
E410 | E410_CI-2015-W21-3-0069 | SCHNEIDER | LBS (MOTORIZE) | 2015 | Kramat Jati
CKG133 | 0034-15-214 | EGA | PB | 2015 | Cengkareng
CB126P | 0466.15.209 | EGA | PB |  | Ciracas
A282 | A 282-0778-15-209 | EGA | LBS 2 MOTORIZE | 2015 | Bandengan
KN226 | - | SCHNEIDER | CBOM | 2015 | Menteng
CP482 | C1.2015.W26-5.0012 | SCHENEIDER | LBS | 2015 | Ciputat
BK201 | 51 | SCHNEIDER SM6 | LBS | 2015 | Marunda
MK490P | MK 490P-10715214 | EGA | PB | 2015 | Bandengan
JR161 | 0838.15.209 | EGA | LBS | 2015 | Pondok Gede
JR161 | 0838.15.209 | EGA | LBS MOTORIZE | 2015 | Pondok Gede
GD171 | 3185.13.BL | EGA | LBS | 2013 | Ciracas
KN224 | W27-4-0017 | SCHNEIDER | PMT | 2015 | Menteng
KN224 | CI.2015-W33-3-0030 | SCHNEIDER | CBOM | 2015 | Menteng
KM97 | 0320-15-212 | EGA | LBS | 2015 | Jatinegara
MK491P | MK 491P-01 | SCHNEIDER | LBS 1 | 2015 | Bandengan
K183B | CI-2015-W28-5-0011 | SCHNEIDER | LBS MOTORIZE | 2015 | Jatinegara
K183B | CI-2015-W40-1-0004 | SCHNEIDER | CBO | 2015 | Jatinegara
CK109 | IEC62271-200 | SCHNEIDER SM6 | CBOM | 2015 | Marunda
DK181 | 123456 | MG | PGDB |  | Cengkareng
KDR224 | 0313.15.211.BF | EGA | PB TRAFO | 2015 | Cengkareng
GH0139 | 2745.17.213 | EGA | LBS MOTORIZE | 2017 | Pondok Gede
KJ361 | 0762.15.209 | EGA | LBS MANUAL | 2015 | Kebon Jeruk
D355P | 24845 | GAE | PMT | 2015 | Menteng
T396 | W48-4.0023 | SCHNEIDER | PMT | 2017 | Menteng
T396 | W11-2.0046 | SCHNEIDER | PMT | 2015 | Menteng
CK36 | 30110-1801302E6 | GAE GSF | PB | 2013 | Marunda
CB125 | CI.2016.W26.3.0059 | SCHNEIDER SM6 | LBS | 2015 | Ciracas
CB125 | 0527.15.209 | EGA | PB | 2015 | Ciracas
MB100 | MB 100-C1-2015-W15-3-0021 | SCHNEIDER | CBOM | 2015 | Bandengan
GD295 | SM.1117095 CI | SCHNEIDER SM6 | LBS |  | Ciracas
GD295 | SM.1116191 CI | SCHNEIDER SM6 | PGC |  | Ciracas
JS140P | CI-2021-W49-2-1403 | SCHNEIDER RM 6 | LBS | 2021 | Pondok Gede
JR74 | 12099 | FLOUKIT M24 | LBS | 2009 | Pondok Gede
JR74 | 2353.17.213 | EGA | LBS | 2017 | Pondok Gede
BDS13 | BDS 13- CI-2015-W20-4-005 | SCHNEIDER | LBS 2 | 2015 | Bandengan
BDS13 | BDS 13-CI-2015-W39-5-0035 | SCHNEIDER | CBOM | 2015 | Bandengan
MK157 | PB1-MK 157 | ULUSOY | PB |  | Bandengan
MK157 | PB 2-MK 157 | ULUSOY | PB 2 |  | Bandengan
MK157 | LBS 2 -MK 157 | ULUSOY | LBS |  | Bandengan
KDR195 | C1-2013-W47-2-0030 | SCHNEIDER | LBS | 2013 | Cengkareng
KDR195 | C1-2013-W44-2-0036 | SCHNEIDER | LBS | 2013 | Cengkareng
PM288 | PM 288 | FLUOKIT M MERAH | METERING |  | Lenteng Agung
B5A | B 5A-03 | SCHNEIDER RM6 | PB |  | Bandengan
B228 | B 228-01 | KIT 27.2 | LBS |  | Bandengan
B228 | B 228-02 | KIT 27.2 | LBS |  | Bandengan
B348 | B 348-02 | FLUOKIT M | LBS 2 |  | Bandengan
KS76 | 3679.13 | EGA | PMT | 2013 | Menteng
D348P | 3702.13.BL | EGA | PMT | 2013 | Menteng
B3C | B 3C-01 | FLUOKIT M | LBS |  | Bandengan
KS76 | 3694.13 | EGA | PMT | 2013 | Menteng
B400A | B 400A-02 | CONTACPLASMA | LBS2 |  | Bandengan
B400A | B 400A-04 | CONTACPLASMA | PGC2 |  | Bandengan
B78RNEW | B 78RNEW-01 | CONTACPLASMA | LBS1 |  | Bandengan
B78RNEW | B 78RNEW-02 | CONTACPLASMA | LBS2 |  | Bandengan
B78RNEW | B 78RNEW-03 | CONTACPLASMA | PB |  | Bandengan
A96 | A 96-02 | SCHNEIDER SM6 | LBS 2 |  | Bandengan
SD180N | - | EGA | PB TRAFO |  | Tanjung Priok
AB22N | AB 22N-01 | EGA MOTORIZE | LBS 1 MOTORIZE |  | Bandengan
AB22N | AB 22N-03 | SCHNEIDER SM6 | PB TRAFO |  | Bandengan
GD3 | CI.2019.W20.1.0075 | SCHNEIDER | LBS |  | Ciracas
GD379 | C1-2013.W47.2.0013 | SCHENEIDER | LBS | 2013 | Ciracas
GD379 | 3624.13BL | EGA | LBS | 2013 | Ciracas
MK184 | W43.1.0008 | SCHNEIDER | LBS |  | Bandengan
MK184 | W40.3.0144 | SCHNEIDER | LBS |  | Bandengan
D332P | 133130709 | SCHNEIDER | PMT |  | Menteng
TD469 | 2803.13BL | EGA | LBS | 2013 | Ciputat
DB45 | CI.2017 W19.3.0028 | SCHNEIDER | LBS |  | Bandengan
GD165 | CV.06-5143/003 | SIEMENS | PB | 1993 | Ciracas
GD165 | CV.06-5143/003 | SIEMENS | LBS | 1993 | Ciracas
CP461 | 0057-15-209 | EGA | LBS MOTORIZE | 2015 | Ciputat
CP462 | C1.20154-W10-6-0018 | SCHENEIDER | LBS MOTORIZE | 2015 | Ciputat
CKG135 | 0360.15.209 | EGA | LBS | 2015 | Cengkareng
KDR211 | IDABB420030271 | ABB | LBS | 2020 | Cengkareng
KDR210 | 0356-15-209 | EGA | LBS | 2015 | Cengkareng
KDR210 | 0294-15-209 | EGA | LBS | 2015 | Cengkareng
TA82K | 123456 | SCHNEIDER | LBS |  | Cengkareng
TA82K | 123456 | SCHNEIDER | LBS |  | Cengkareng
TA82K | 123456 | SCHNEIDER | PB |  | Cengkareng
NS15 | 123456 | MG | PB |  | Cengkareng
NS15 | 123456 | MG | LBS |  | Cengkareng
KDR66 | 123456 | SCHNEIDER | LBS |  | Cengkareng
BDS10 | BDS 10-CI-2014-W49-4-0038 | SCHENEIDER SM 6 | LBS-02 |  | Bandengan
CB65P | SM.0803493 | SCHNEIDER SM6 | PB | 2008 | Ciracas
D373 | 1530-17-213 | EGA | LBS MOTORIZE | 2017 | Menteng
KJ358 | 0334-15-209 | EGA | LBS MANUAL | 2015 | Kebon Jeruk
KJ358 | 0148-15-211 | EGA | PB TRAFO | 2015 | Kebon Jeruk
KJ359 | 0148.15.211 | EGA | PB TRAFO | 2015 | Kebon Jeruk
CKG134 | C1-2014-W-49-2-0015 | SCHNEIDER | LBS | 2014 | Cengkareng
BT313 | 0302-15-209 | EGA | LBS | 2013 | Bintaro
BT313 | 0136-15-211 | EGA | PB | 2013 | Bintaro
MK270 | 269 | FLUOKIT M | PT |  | Cengkareng
D295 | D 295 | ABB | PMT |  | Menteng
TA84 | 1101013 | KIT | PB | 2013 | Cengkareng
TA84 | C1-2018-W32-4-0057 | SCHINEIDER | LBS | 2018 | Cengkareng
MK138 | C1-2018-W35-6-0013 | SCHINEIDER | PGC | 2018 | Cengkareng
MK138 | 0144-19-214 | EGA | PB | 2019 | Cengkareng
KM90 | EGA0109.15.211 | EGA | PB | 2015 | Jatinegara
GD378 | CI.2013.W47.2.2012 | SCHNEIDER | LBS | 2013 | Ciracas
GD378 | 13.0224 | ABB UNISWITCH | LBS | 2013 | Ciracas
BDA25 | 3558.17.213 | EGA | LBS MOT | 2017 | Cengkareng
GD226P | 13.0226 | ABB UNISWITCH | LBS | 2013 | Ciracas
KDR208 | CL-2014-W40-1-0024 | SCHNEIDER | CBOG |  | Cengkareng
GD333 | 500411660/5021-13 | ABB SAFEPLUS | PB |  | Ciracas
GD359 | 0140.15.211 | EGA | PB |  | Ciracas
GD359 | 0266.15.209 | EGA | LBS |  | Ciracas
CKG135 | 0463-15-209 | EGA | LBS | 2011 | Cengkareng
CP340 | - | SCHNEIDER | LBS CBO |  | Ciputat
CP340 | - | SCHNEIDER | PB |  | Ciputat
TB65 | 0422-15-213 | EGA | LBS | 2015 | Jatinegara
TB65 | 0360-15-212 | EGA | PB TRAFO | 2015 | Jatinegara
CN74 | - | SCHNEIDER | LBS |  | Ciputat
KG431 | 325013BF | EGA | LBS | 2013 | Tanjung Priok
KG431 | 1573.13.BF | EGA | PB TRAFO | 2013 | Tanjung Priok
CD22 | CD22 | KIT 25 | LBS |  | Bintaro
CD22 | CD22 | KIT 25 | LBS |  | Bintaro
BT257 | BT257 | GAE | LBS |  | Bintaro
BT257 | BT257 | GAE | PB |  | Bintaro
CD308 | CD308 | GAE | LBS |  | Bintaro
CD308 | CD308 | GAE | LBS |  | Bintaro
CD308 | CD308 | GAE | PB |  | Bintaro
JR159 | 0256-15-209 | EGA | LBS | 2015 | Pondok Gede
JR159 | 0200-15-209 | EGA | LBS | 2015 | Pondok Gede
CB83P | SB.2011.W17.1.0016 | SCHNEIDER RM6 | LBS |  | Ciracas
CB83P | SB.2011.W16.5.0019 | SCHNEIDER RM6 | LBS |  | Ciracas
K294 | 0551-15-209 | EGA | PMT | 2014 | Menteng
PRG5P | 0330.15.209 | EGA | LBS |  | Ciracas
PRG5P | 0168.15.211 | EGA | PB |  | Ciracas
DK140 | 315 | UNINDO | PB | 1992 | Cengkareng
CN101 | 0490-15-209 | EGA | LBS | 2015 | Ciputat
CN101 | 0196-15-211 | EGA | PB | 2015 | Ciputat
PS188 | 0494-15-209 | EGA | PMT MOTORIZE | 2015 | Cempaka Putih
PM355 | S/N.0144.15.209 | EGA | LBS-1 |  | Lenteng Agung
D162 | D 162 | FLOUKIT M | PMT |  | Menteng
KD51S | 0431-15-212 | EGA | LBS |  | Pondok Kopi
CKG136 | 0688.15.209.BL | EGA | LBS | 2015 | Cengkareng
CD353 | 0392-15-209 | EGA | LBS | 2015 | Bintaro
SD232 | 0296.15.211 | EGA | PB TRAFO | 2015 | Tanjung Priok
SD232 | 0295.15.211 | EGA | PB TRAFO | 2015 | Tanjung Priok
RG182 | 0193.15.211 | EGA | PB-1 |  | Lenteng Agung
GD57E | 1502.13.BF | EGA | PB |  | Ciracas
MK208 | 0800-20 | ULUSOY | LBS MOT | 2020 | Cengkareng
MK208 | 0781-20 | ULUSOY | LBS MOT | 2020 | Cengkareng
MK86 | 1021.17.212 | EGA | LBS | 2017 | Cengkareng
PK106 | - | ORMAZABAL | LBS |  | Marunda
MD65 | 20012047550005 | ABB SAFEPLUS | PT | 2001 | Marunda
CP468 | C1.2014-W25-2-0012 | SCHENEIDER | LBS | 2014 | Ciputat
CP468 | C1.2014-W25-1-0019 | SCHENEIDER | PB | 2014 | Ciputat
MB95 | MB 95- CI-2014-W11-5-0015 | SCHNEIDER | LBS 1 | 2014 | Bandengan
MB95 | MB 95- CI-2014-W49-4-0013 | SCHNEIDER | LBS 2 | 2014 | Bandengan
GH0139 | 2740.17.213 | EGA | LBS | 2017 | Pondok Gede
PM150 | PM 150P | ABB | LBS-1 |  | Lenteng Agung
CP483 | 0425.15.212 | EGA | LBS | 2015 | Ciputat
GH0131 | GH 311-JF 8 | SCHNEIDER | LBS |  | Bandengan
BN44 | 1096.16.216 | EGA | CBOM | 2015 | Menteng
MD96 | 25283/107/11/01/E6 | GAE GLS | LBS | 2011 | Marunda
DT1 | - | SCHNEIDER | PGC | - | Menteng
JS231 | 0479-15-213 | EGA | LBS MOTORIZE | 2015 | Pondok Gede
JS231 | 0176-15-214 | EGA | PB | 2015 | Pondok Gede
JR187 | C1-2015-W27-3-0033 | SCHNEIDER | LBS | 2015 | Pondok Gede
PG283 | PG 283 | SM 6 | PMT |  | Cempaka Putih
S144P | 20715211 | EGA | PB | 2015 | Menteng
CKG22 | 4330044 | SCHINEIDER | PGC | 2012 | Cengkareng
KN214 | W49-1-0014 | SCHNEIDER | PMT | 2014 | Menteng
KN214 | W48-6-0007 | SCHNEIDER | PMT | 2014 | Menteng
GD114 | 2721213 | EGA | LBS | 2021 | Ciracas
AB37 | AB 37 | SCHNEIDER | PGC |  | Menteng
SP158 | SP 158-KJ 300 | EGA | LBS | 2017 | Kebon Jeruk
KDR213 | W22-6-0035 | SCHINEIDER | LBS | 2018 | Cengkareng
PL201 | 48.15.209 | EGA | LBS MOTORIZE | 2015 | Pondok Kopi
PL202 | 0073.15.209 | EGA | LBS | 2015 | Pondok Kopi
PK219 | - | EGA | PB TRAFO |  | Marunda
KDR3T | 1600-13BF | EGA | PB | 2013 | Cengkareng
KDR3T | 2101-13BL | EGA | PMT | 2013 | Cengkareng
S55B | CI-2016-W50-1-0049 | Schneider SM6 | LBS Motorized | 2016 | Menteng
T394P | 0505-15-209 | EGA | PMT | 2015 | Menteng
T394P | 0439-15-209 | EGA | PMT | 2015 | Menteng
SD233 | 0033.15.15.209 | EGA | LBS MOTORIZE | 2015 | Tanjung Priok
MK230 | C1-2015-W23-1-0019 | SCHINEIDER | LBS | 2015 | Cengkareng
TG25N | 123456 | SCHNEIDER | LBS | 2017 | Cengkareng
TG25N | 123456 | KIT 27.2 | LBS |  | Cengkareng
MK88 | C1-2018-W43-4-0019 | SCHINEIDER | LBS MAN | 2019 | Cengkareng
MK88 | 0011.19.214 | EGA | PB | 2019 | Cengkareng
S144P | 1416-15209 | EGA | PMT | 2015 | Menteng
CKG22 | 9502292 | MG | LBS |  | Cengkareng
KDR213 | W29-1-0010 | SCHNEIDER | LBS MOT | 2018 | Cengkareng
PL201 | 156.15.209 | EGA | LBS | 2015 | Pondok Kopi
A161G | - | EGA | LBS 1 |  | Bandengan
B419 | B 419 - LBS 1 | GAE | LBS |  | Bandengan
B419 | B 419 - LBS 2 | GAE | LBS 2 |  | Bandengan
B419 | B 419 - LBS 3 | GAE | LBS 3 |  | Bandengan
B428 | CI.0007.W56.2.005 | SCHNEIDER SM6 | LBS MOTORIZE | 2017 | Bandengan
B428 | SM1124122CI | SCHNEIDER SM6 | PGC |  | Bandengan
JW17 | W29-6-0016 | SCHNEIDER | LBS | 2014 | Pondok Gede
JW68 | 74912.214 | EGA | PB | 2017 | Pondok Gede
E159 | 0060.19.214 | EGA | PB | 2019 | Ciracas
BDU10G | BDU 10G-01 | EGA | LBS |  | Bandengan
BDU10G | BDU 10G-03 | EGA | PB |  | Bandengan
TA168 | 9281 | UNINDO | LBS | 2004 | Cengkareng
T391 | W.11-3-0019 | SCHNEIDER | PMT | 2015 | Menteng
S144P | 50515209 | EGA | PMT | 2015 | Menteng
BK181 | 11073047 | ORMAZABAL | PB | 2011 | Marunda
CKG22 | 4430041 | SCHINEIDER | LBS | 2016 | Cengkareng
GD114 | 2121234 | EGA | PGC | 2021 | Ciracas
KB75A | 0 | FLUOKIT M | PB |  | Bulungan
SP158 | SP 158-SP 261 | EGA | LBS | 2017 | Kebon Jeruk
SP158 | SP 158-PB 1 | EGA | PB TRAFO |  | Kebon Jeruk
SP243 | SP 243-SP 11B | SCHNEIDER | LBS | 2012 | Kebon Jeruk
T429 | 0224-18-234 | EGA | CBOM | 2018 | Menteng
MK44 | SN : 1265.21.213 | EGA | LBS Motorized | 2021 | Cengkareng
S55B | 1609.18.214 | EGA | PB1 | 2018 | Menteng
MK230 | C1-2015-W26-5-0040 | SCHINEIDER | LBS MAN | 2015 | Cengkareng
TG25N | 123456 | KIT 27.2 | PB |  | Cengkareng
SP16E | SP 16E-PB 2 | EGA | LBS | 2013 | Kebon Jeruk
GD383 | 0255-14-209 | EGA | LBS |  | Ciracas
GD325P | 23177/065/11/02/E6 | GAE | PB |  | Ciracas
CN100 | C1.2015-W16-3-0019 | SCHENEIDER | LBS | 2015 | Ciputat
RG181 | 0192/15/211 | EGA | LBS-1 |  | Lenteng Agung
D108 | D 108 | GAE | PGC |  | Menteng
KDR217P | 22215.211 | EGA | PB | 2015 | Cengkareng
KDR217P | 0515.15.209 | EGA | LBS | 2015 | Cengkareng
T380P | T 380P | EGA | PB |  | Menteng
CK62N | 8 | SCHNEIDER SM6 | PGC | 2015 | Marunda
JR115 | 1802.17.234 | EGA | LBS | 2017 | Ciracas
JR102 | SM.0602601 | MG SM6 | PB I |  | Ciracas
CB87P | 500411660/9001-33 | ABB SAFEPLUS | LBS | 2011 | Ciracas
BC231 | 168843.BF | EGA | PB | 2013 | Cengkareng
BC212 | - | FLUOKIT M | LBS |  | Cengkareng
KD212 | CI-2019-W32-3-1401 | SCHNEIDER | LBS |  | Pondok Kopi
KD212 | 2019W32231401 | SCHNEIDER | PB |  | Pondok Kopi
GD160 | SM.0200386 | MG SM6 | PT |  | Ciracas
SD231 | 0291.14.209.2014 | EGA | LBS | 2014 | Tanjung Priok
GD76A | 0214.16.213 | EGA | LBS | 2016 | Ciracas
KDR149 | CI.2016.W44.3.002 | SCHINEIDER | LBS MANUAL | 2016 | Cengkareng
KDR149 | CI.2018.W32.5.57 | SCHINEIDER | LBS MANUAL | 2018 | Cengkareng
KDR149 | C1-2018-W21-1-0060 | SCHINEIDER | CBO MOT | 2018 | Cengkareng
E75A | 1619.18.214 | EGA | PB | 2018 | Ciracas
GD204P | 1761.13.BF | EGA | PB |  | Ciracas
GD199P | 500411660/5011-02 | ABB SAFEPLUS | LBS | 2011 | Ciracas
MK75A | 107213BF | EGA | PB2 | 2013 | Cengkareng
TA76 | 2837 | FLUOKIT M | LBS |  | Cengkareng
TA76 | - | FLUOKIT M | B1 |  | Cengkareng
KJ349 | 0722.14.209 | EGA | LBS MOTORIZED | 2014 | Kebon Jeruk
KJ349 | 0507.14.209 | EGA | LBS MANUAL | 2014 | Kebon Jeruk
KJ349 | 0324.14.211 | EGA | PB TRAFO | 2014 | Kebon Jeruk
CB72 | SM.1036150 CI | SCHENEIDER SM6 | LBS | 2010 | Ciracas
KN239 | - | - | - |  | Menteng
CB5 | 3302.13.BL | EGA | LBS | 2013 | Ciracas
BANK1 | 753951 | EGA | PMT |  | Menteng
T383P | 0719-14-209 | EGA | PB | 2014 | Menteng
S145P | 0419-15.209 | EGA | PMT | 2015 | Menteng
KDR218R | 2723-13 BL | EGA | LBS | 2015 | Cengkareng
T380P | T 380P | EGA | PMT |  | Menteng
CB79 | 0138.15.209 | EGA | LBS |  | Ciracas
CB45 | T7.50.00069.2004/009 | SIEMENS | LBS |  | Ciracas
CP419 | C1.2015-W16-1-0013 | SCHENEIDER | LBS | 2015 | Ciputat
CP419 | C1.2015-W15-5-0006 | SCHENEIDER | CBOM/CBOG | 2015 | Ciputat
PM355 | S/N.0071.15.209 | EGA MR | LBS-2 |  | Lenteng Agung
CKG136 | 0306.15.211.BF | EGA | PB | 2015 | Cengkareng
CD353 | 0486-15-209 | EGA | LBS | 2015 | Bintaro
SD232 | 0649.15.209 | EGA | LBS MOTORIZE | 2015 | Tanjung Priok
DK63 | 123456 | FLUOMATIC | LBS |  | Cengkareng
TD18A | 0 | EGA | PB |  | Bulungan
RG182 | 0374.15.209 | EGA.MR | LBS-2 |  | Lenteng Agung
DT101 | 0706.15.209 | EGA | LBS-1 |  | Lenteng Agung
B13BIS | B 13BIS - LBS -02 | FLUOKIT M | LBS 2 |  | Bandengan
B13BIS | B 13BIS - PB -04 | FLUOKIT M | PB 2 |  | Bandengan
KG275 | 132125 | FLOUKIT M | PB TRAFO |  | Tanjung Priok
CP121 | - | UNINDO | LBS |  | Ciputat
SP144 | 1634.13 BF | KIT 25 | LBS | 2013 | Kebon Jeruk
AB180 | AB 180-03 | FLOUKIT M | PT |  | Bandengan
AB242 | AB 242-01 | SCHNEIDER SM 6 | LBS 1 |  | Bandengan
AB180 | AB 180-04 | FLOUKIT M | PGDB |  | Bandengan
AB242 | AB 242-02 | SCHNEIDER SM 6 | LBS 2 |  | Bandengan
AB180 | AB 180-05 | FLOUKIT M | B1 |  | Bandengan
AB242 | AB 242-03 | SCHNEIDER SM 6 | PB 1 |  | Bandengan
AB242 | AB 242-04 | SCHNEIDER SM 6 | PB 2 |  | Bandengan
AB242 | AB 242-05 | SCHNEIDER SM 6 | PB 3 |  | Bandengan
GH0017 | GH 17 | MG VERCORS 6 | PMT |  | Cempaka Putih
GH0017 | GH 17 | MG VERCORS 6 | PMT |  | Cempaka Putih
GH0017 | GH 17 | MG VERCORS 6 | PMT |  | Cempaka Putih
GH0017 | GH 17 | MG VERCORS 6 | PMT |  | Cempaka Putih
GH0017 | GH 17 | MG VERCORS 6 | PMT |  | Cempaka Putih
CP108 | - | SIEMENS | LBS |  | Ciputat
A57 | A 57-03 | ABB SHS2 | LBS |  | Bandengan
CP441 | SN.13.1403 | ABB | PB | 2013 | Ciputat
CK218 | 0721.14.209 | EGA | LBS | 2014 | Marunda
MB57 | MB 57- 06 | SCHNEIDER SM 6 | LBS |  | Bandengan
MN42 | EGA 0047.15.211 /MN42 | EGA | PB | 2014 | Pondok Gede
MN42 | EGA 0063.15.209 / MN42 | EGA | LBS | 2014 | Pondok Gede
SD67 | CI-2015-W197-0012 | SCHNEIDER | LBS MOTORIZE | 2015 | Tanjung Priok
KM70 | 298.15.211 | EGA | PB | 2015 | Jatinegara
E293 | 0353.15.209/1412484 | EGA | PB | 2015 | Pondok Gede
KPK42G | KPK 42G-07961-15-209 | EGA | LBS | 2015 | Bandengan
CN104 | C1.2014-W11-2-0026 | SCHENEIDER | LBS | 2014 | Ciputat
CN104 | C1.2015-W23-4-0043 | SCHENEIDER | LBS MOTORIZE | 2015 | Ciputat
TA144P | SN0940122Cl | SCHENEIDER | PB |  | Cengkareng
TA144P | SM0942052Cl | SCHENEIDER | PMT |  | Cengkareng
A124 | A 124-04 | FLUOKIT M | PGDB |  | Bandengan
T377 | 29961/158 | SCHNEIDER | PMT | 2014 | Menteng
T377 | 30036/158 | SCHNEIDER | CBOM | 2014 | Menteng
B419 | B 419 - PGBD 2 | SCHENEIDER SM 6 | PGDB 2 |  | Bandengan
KG432 | 1757.13.BF/1308817 | EGA | LBS MOTORIZE | 2013 | Tanjung Priok
PM257 | PM 257 | FLUOKIT M MERAH | PT-1 |  | Lenteng Agung
PG67 | PG 67 | KIT M | PMT |  | Cempaka Putih
KCP1 | C1.2014.W06-6-0026 | SCHNEIDER SM6 | PMT | 2014 | Cempaka Putih
CP254 | - | ORMAZABAL | LBS |  | Ciputat
B323 | B 323-15 | MG SM6 | LBS |  | Bandengan
CP278 | - | SCHNEIDER | LBS |  | Ciputat
B241 | EJ.053 | SCHNEIDER SM6 | PB 1 | 2018 | Bandengan
AB156 | AB 156-01 | FLOUKIT M | PB |  | Bandengan
GD259P | 0525.17.212 | EGA | LBS |  | Ciracas
B439P | CI-2021-W31-1-1405 | SCHENEIDER | LBS | 2021 | Bandengan
BK25 | 156913 | EGA | LBS | 2013 | Marunda
B302 | B 302-01 | MG VERCORS 6 | PGDB |  | Bandengan
B114 | W1650008 | SCHNEIDER | PB 2 |  | Bandengan
B26N | 0223.16.212/2016 | EGA | LBS 2 |  | Bandengan
B26N | 0175.16.214/2016 | EGA | PB 1 |  | Bandengan
B26N | 0245.16.212/2016 | EGA | PB 2 |  | Bandengan
B69N | B 69N -LBS - 02 | SIEMENS | LBS 2 |  | Bandengan
B69N | B 69N -PB - 04 | SIEMENS | PB 1 |  | Bandengan
B5B | B 5B - LBS-01 | ORMAZABAL | LBS 1 |  | Bandengan
B5B | B 5B - PB -01 | ORMAZABAL | PB |  | Bandengan
BDS1 | BDS 1 - LBS -01 | SCHENEIDER SM 6 | LBS 1 |  | Bandengan
BDS1 | BDS 1 -PGC -02 | SCHENEIDER SM 6 | PGC |  | Bandengan
CB96 | 12.1537 | ABBUniswitch | LBS | 2012 | Ciracas
CB96 | 12.1596 | ABBUniswitch | PB | 2012 | Ciracas
CD193 | CD193 | ORMAZABAL | LBS |  | Bintaro
CD193 | CD193 | ORMAZABAL | LBS |  | Bintaro
CD193 | CD193 | ORMAZABAL | PB |  | Bintaro
BK183 | - | SCHNEIDER SM6 | LBS |  | Marunda
BK183 | - | SCHNEIDER SM6 | LBS |  | Marunda
CK92 | - | ABB UNISWITCH | PB |  | Marunda
AB117 | AB 117-01 | SIEMENS | PB |  | Bandengan
JW62 | C1.2014-W05-5-0006 | SCHNEIDER | LBS | 2014 | Pondok Gede
JW62 | C1.2014-W06-1-0008 | SCHNEIDER | LBS | 2014 | Pondok Gede
KG318 | - | ABB UNISWITCH | PB TRAFO |  | Tanjung Priok
KG320 | - | SCHNEIDER SM6 | LBS |  | Tanjung Priok
BC46A | 1709-13-BF | EGA | PB2 | 2013 | Cengkareng
PM221 | PM 221 | ABB SAFE PLUS | PGDB-1 |  | Lenteng Agung
PM221 | PM 221 | ABB SAFE PLUS | CT-1 |  | Lenteng Agung
PM210 | PM 210 | GAE | CBOG-2 |  | Lenteng Agung
KD154A | 502488616/3001-006 | ABB | TRAFO | 2019 | Pondok Kopi
KD154A | 502488616/1001-015 | ABB | LBS | 2019 | Pondok Kopi
DT41 | DT 41 | FLUOKIT M MERAH | PT-1 |  | Lenteng Agung
RG41 | RG 41 | EGA | PGDB-1 |  | Lenteng Agung
D332P | 133130708 | SCHNEIDER | PMT |  | Menteng
BDS5P | BDS 5P-03 | EGA | PB |  | Bandengan
A154P | A 154P-C1-W35-1-1402 | SCHNEIDER | PB | 2020 | Bandengan
CD343 | 13-02482 | ABB | PB | 2013 | Bintaro
E237 | 140717.214 | EGA | PB TRAFO | 2017 | Pondok Kopi
GD393 | CI.2019.W40.1.0005 | SCHNEIDER | PGC | 2014 | Ciracas
GD392 | 41415.209 | EGA | LBS | 2015 | Ciracas
KJ362 | C1-2015-W19-3-0015 | EGA | LBS MANUAL | 2015 | Kebon Jeruk
KDR221 | CI-205-W16-1-0001 | SCHNEIDER | CBOG | 2015 | Cengkareng
GH0027 | 19190 | GAE GLS | LBS | 2003 | Marunda
CD359 | C1.2014.W25.4.0007 | SCHNEIDER | LBS | 2014 | Bintaro
CKG142 | 0457-15-209 | EGA | LBS | 2015 | Cengkareng
PL205 | CI-2015-W10-6-0020 | SCHNEIDER | LBS MOTORIZE | 2015 | Pondok Kopi
PL205 | CI-2015-W10-6-0004 | SCHNEIDER | CBOM | 2015 | Pondok Kopi
PL206 | 1396-20 | ULUSOY ELECTRIC | LBS MOTORIZE | 2020 | Pondok Kopi
PL206 | 0819-20 | ULUSOY ELECTRIC | LBS | 2020 | Pondok Kopi
PL207 | 816.15 | EGA | LBS | 2015 | Pondok Kopi
K293P | 0232-15-211 | EGA | PB | 2015 | Menteng
DT102N | 1330.17.212 | EGA | LBS-1 | 2017 | Lenteng Agung
DT102N | 1309.17.214 | EGA | PB-1 | 2017 | Lenteng Agung
GD391 | CI.2015.W24.5.0037 | SCHNEIDER SM6 | LBS | 2015 | Ciracas
KDR220 | CI-2015-W15-4-0006 | SCHNEIDER | CBOG | 2015 | Cengkareng
KDR219 | 0017-15-212 | EGA | LBS MANUAL | 2015 | Cengkareng
P86 | P 86 | MERLIN GERIN | PB |  | Menteng
K291 | W620043 | SCHNEIDER | PMT | 2014 | Menteng
K291 | W6230009 | SCHNEIDER | PMT | 2014 | Menteng
MK202 | 3792.13BL | EGA | LBS | 2013 | Cengkareng
K291 | 1597357 | GAE | CBOM |  | Menteng
DK35 | C1-2017-W73-1-0020 | SCHINEIDER | LBS | 2017 | Cengkareng
DK35 | C1-2017-W35-3-0044 | SCHNEIDER | CBO |  | Cengkareng
AB207 | AB 207-03 | ABB SAFE PLUS | PB TRAFO |  | Bandengan
CP139P | - | GAE | LBS |  | Ciputat
B419 | B 419 - PGBD 1 | SCHENEIDER SM 6 | PGDB 1 |  | Bandengan
KG432 | 2407-13BL/1305168 | EGA | LBS MOTORIZE | 2013 | Tanjung Priok
KG432 | 0184.15.214 | EGA | PB TRAFO | 2015 | Tanjung Priok
TD276 | - | MERLIN GERLIN | LBS |  | Ciputat
TD276 | - | MERLIN GERLIN | LBS |  | Ciputat
TD276 | - | MERLIN GERLIN | PGC |  | Ciputat
CKG129 | 3745.13BL | EGA | LBS | 2013 | Cengkareng
CKG129 | Nomor Seri 1297.21.213 | EGA | LBS Motorized | 2021 | Cengkareng
CKG129 | - | SCHNEIDER | PGC | 2019 | Cengkareng
GD9B | SM.0803636 | SCHENEIDER SM6 | PB | 2008 | Ciracas
GH0017 | GH 17 | MG VERCORS 6 | PMT |  | Cempaka Putih
GH0017 | GH 17 | MG VERCORS 6 | PMT |  | Cempaka Putih
GH0017 | GH 17 | MG VERCORS 6 | PMT |  | Cempaka Putih
GH0017 | GH 17 | FLUOKIT M | PMT |  | Cempaka Putih
GH0017 | GH 17 | MG VERCORS 6 | PMT |  | Cempaka Putih
GH0017 | GH 17 | MG VERCORS 6 | PMT |  | Cempaka Putih
GH0018 | GH 18 | EGA (MOTORIZE) | PMT |  | Cempaka Putih
GH0018 | GH 18 | EGA (MOTORIZE) | PMT |  | Cempaka Putih
GH0018 | GH 18 | EGA (MOTORIZE) | PMT |  | Cempaka Putih
GH0018 | GH 18 | EGA (MOTORIZE) | PMT |  | Cempaka Putih
GD399 | 0764.15.209 | EGA | LBS |  | Ciracas
T400P | W26-3-0049 | SCHNEIDER | PMT | 2015 | Menteng
KP28 | CV06-5126/036 | SIEMENS | LBS | 1993 | Marunda
DT105 | C1-2015-W23-4-0036 | SCHENEIDER | LBS-1 |  | Lenteng Agung
DT105 | C1-2015-W27-4-0031 | SCHENEIDER | LBS-2 |  | Lenteng Agung
DT69 | 0248.15.212 | EGA | LBS-1 |  | Lenteng Agung
CGR35 | C1-2015-W20-1-0013 | SCHNEIDER | LBS-1 |  | Lenteng Agung
KB594 | C1-2015-W39-1-0024 | SCHNEIDER | CBOG | 2015 | Bulungan
E213 | 0202.15.214 | EGA | PB |  | Ciracas
CGR37 | C1-2015-W26-6-0001 | SCHNEIDER | LBS-2 |  | Lenteng Agung
TP113 | 0401.15.209 | EGA | PMT MOTORIZE | 2015 | Cempaka Putih
KB586 | 0 | SCHNEIDER | LBS MOTORIZE |  | Bulungan
BDS3 | BDS 3-04 | SCHNEIDER | PGC |  | Bandengan
KDR233 | 883460-00070/005-J.03 | SIEMENS | PB | 2015 | Cengkareng
SD42A | - | MG SM6 | PB TRAFO |  | Tanjung Priok
E408 | E408_1 | EGA | LBS (MOTORIZE) | 2014 | Kramat Jati
GD261 | 1872.17.213 | EGA | LBS |  | Ciracas
GD261 | - | FLUOKIT M | PT |  | Ciracas
GD313 | SM1049056CI | SCHENEIDER | PGC |  | Ciracas
GD317P | 45121213 | EGA | LBS | 2021 | Ciracas
GD317P | 0224-20 | ULUSOY ELEKTRIK | PB | 2020 | Ciracas
KN216 | CI-2014-W49-4-0014 | SCHNEIDER | PMT | 2014 | Menteng
KN216 | CI-2014-W49-4-0014 | SCHNEIDER | PMT | 2014 | Menteng
KIOSTEKO | KIOS TEKO | FLUOKIT M | PMT |  | Menteng
PG433P | 0730.14.209 | ABB | LBS | 2019 | Cempaka Putih
B2 | B 2 - 03 | EGA | LBS |  | Bandengan
B2 | B 2 - 04 | EGA | LBS |  | Bandengan
CB80P | SB.2011.W16.3.0013 | SCHENEIDER | LBS | 2011 | Ciracas
GD285P | SB.2011.W22.0034 | MERLIN GERIN RM6 | PB | 2011 | Ciracas
TT20 | - | FLOUKIT M | LBS |  | Menteng
TT20 | - | FLOUKIT M | PGC |  | Menteng
PS189 | NCI-2014-W48-6-0021 | SCHNEIDER SM6 | PMT MOTORIZE | 2014 | Cempaka Putih
S17A | S 17A | MERLN GERIN | PMT |  | Menteng
CKG130 | - | EGA | LBS | 2015 | Cengkareng
E177 | SM.0803747 | SCHENEIDER | PB |  | Ciracas
D353 | 2017.823.12 | EGA | PB | 2014 | Menteng
MG42 | CI-2014-W41-7-0027 | SCHNEIDER | LBS MOTORIZE | 2014 | Menteng
MG42 | CI-2014-W41-7-0027 | SCHNEIDER | LBS MOTORIZE | 2014 | Menteng
KN216 | CI-2014-W46-6-0041 | SCHNEIDER | CBOM | 2014 | Menteng
GD156 | CV.06-5081/030 | SIEMENS | LBS | 1991 | Ciracas
GD156 | CV.06-5081/030 | SIEMENS | PB | 1991 | Ciracas
KN207 | 131854 | SCHNEIDER | LBS | 2014 | Menteng
KN207 | 131854 | SCHNEIDER | LBS | 2014 | Menteng
GD231P | 500411660/7021-06 | ABB SAFEPLUS | PB | 2011 | Ciracas
KJ352 | C1-2014-W29-6-0010 | SCHENEIDER | PB TRAFO | 2014 | Kebon Jeruk
GD214P | 500411660/5001-05 | ABB | LBS | 2011 | Ciracas
PM16A | 0288.16.214 | EGA | PB | 2016 | Jatinegara
PM16A | 1375.16.213 | EGA | LBS | 2016 | Jatinegara
PM154 | PM 154 | SCHNEIDER | PB-1 |  | Lenteng Agung
KD114 | 1394.16.213 | EGA | LBS MOTORIZE | 2016 | Jatinegara
KD114 | 0486.16.212 | EGA | LBS | 2016 | Jatinegara
KD114 | 0289.16.214 | EGA | PB TRAFO | 2016 | Jatinegara
KD114 | CI-2016-W31-5-0004 | SCHNEIDER | PB TRAFO | 2016 | Jatinegara
K183N | CI-2016-W12-6-0040 | SCHNEIDER | LBS | 2016 | Jatinegara
K183N | CI-2016-W26-2-0056 | SCHNEIDER | CBOM | 2016 | Jatinegara
PP104 | 0 | EGA | CBO MOTORIZE |  | Bulungan
AB254 | AB 254-02 | SIEMENS | LBS 2 |  | Bandengan
AB254 | AB 254-03 | SIEMENS | PB |  | Bandengan
PB48 | CI-2014-W39-5-0021 | SCHNEIDER | CBOM | 2014 | Pondok Kopi
PB48 | 0405.17.216 | SCHNEIDER | CBOG | 2014 | Pondok Kopi
PB48 | CI-2014-W11-1-0012 | SCHNEIDER | LBS | 2014 | Pondok Kopi
B437 | B 437-01 | SCHNEIDER SM6 | LBS MOTORIZED |  | Bandengan
B437 | B 437-02 | SCHNEIDER SM6 | LBS MOTORIZED |  | Bandengan
B437 | B 437-03 | SCHNEIDER SM6 | PGC |  | Bandengan
KPK7 | KPK 7-01 | GAE GLS | LBS |  | Bandengan
KPK7 | KPK 7-02 | GAE GLS | LBS |  | Bandengan
KPK7 | KPK 7-03 | GAE GDSA | PGC |  | Bandengan
BDU7G | BDU 7G-01 | ABB UNISWICTH | LBS 1 |  | Bandengan
BDU7G | BDU 7G-02 | ABB UNISWICTH | LBS 2 |  | Bandengan
BDU7G | BDU 7G -03 | ABB UNISWICTH | PB |  | Bandengan
DB106G | DB 106G-01 | ABB UNISWITCH SDC | LBS |  | Bandengan
DB106G | DB 106G-02 | ABB UNISWITCH SDC | LBS |  | Bandengan
DB106G | DB 106G-03 | EGA | PB |  | Bandengan
KPK33P | KPK 33P-02 | ABB UNISWITCH SDC | LBS |  | Bandengan
KPK33P | KPK 33P-03 | EGA | PB |  | Bandengan
MB87 | MB 87-03 | SCHNEIDER | PGC1 |  | Bandengan
MB87 | MB 87-01 | EGA | LBS MOTORIZED | 2017 | Bandengan
MB87 | MB 87-02 | EGA | LBS MOTORIZED |  | Bandengan
MK255 | MK 255-01 | FLUOKIT M24 | LBS |  | Bandengan
MK255 | MK 255-02 | EGA | LBS MOTORIZED |  | Bandengan
MK255 | MK 255-03 | FLUOKIT M24 | PB |  | Bandengan
MK255 | MK 255-04 | FLUOKIT.M | PB |  | Bandengan
MK476 | MK 476-01 | SCHNEIDER SM 6 | LBS 1 |  | Bandengan
MK476 | MK 476-02 | SCHNEIDER SM 6 | LBS 2 |  | Bandengan
MK476 | MK 476-03 | SCHNEIDER SM 6 | PGC |  | Bandengan
PIK16 | PIK 16-01 | EGA | LBS |  | Bandengan
PIK16 | PIK 16-02 | EGA | LBS |  | Bandengan
PIK16 | PIK 16-03 | SCHNEIDER DM1 | PGC |  | Bandengan
PIK20G | 2201.13.BL | EGA | LBS | 2013 | Bandengan
PIK20G | 2203.13.BL | EGA | LBS | 2013 | Bandengan
PIK20G | 1164.13.BF | EGA | PB | 2013 | Bandengan
MK486G | CI-2018-W39-1-0008 | SCHNEIDER SM6 | LBS MOTORIZED | 2018 | Bandengan
MK486G | CI-2018-W40-3-0040 | SCHNEIDER SM6 | LBS MANUAL | 2018 | Bandengan
MK486G | 0786.18.214 | EGA | PB | 2018 | Bandengan
B313 | B 313-01 | F & G | LBS |  | Bandengan
A82 | A 82-01 | ABB | PB 1 |  | Bandengan
AB46 | AB 46-01 | ABB | B1 |  | Bandengan
CD217 | CD217 | AREVA ( RMU ) | LBS |  | Bintaro
TD161 | - | MERLIN GERIN | LBS |  | Ciputat
TD161 | - | MERLIN GERIN | LBS |  | Ciputat
MK86 | C1-2016-W31-6-0020 | SCHINEIDER | PB | 2016 | Cengkareng
GD280P | 22223/032/10/01/E6 | GAE | LBS |  | Ciracas
KJ354 | 0074.15.209 | EGA | LBS MOTORIZED | 2015 | Kebon Jeruk
KJ354 | 0110.15.209 | EGA | LBS MANUAL | 2015 | Kebon Jeruk
KJ355 | 0059.15.209 | EGA | LBS MOTORIZED | 2015 | Kebon Jeruk
KJ355 | 0022.15.211 | EGA | PB TRAFO | 2015 | Kebon Jeruk
PL107 | 160213BF | EGA | PB |  | Pondok Kopi
S98 | W0310036 | SCHNEIDER | PGC | 2019 | Menteng
GD362 | CI.2013.W16.3.0026 | SCHNEIDER SM6 | LBS | 2013 | Ciracas
CN98 | 9915209 | EGA | LBS MOTORIZE | 2014 | Ciputat
CN98 | 4015211 | EGA | PB | 2014 | Ciputat
MK355 | 5-MK 355 | FLUOKIT M24 | PGDB |  | Bandengan
MN8 | SB.2011.W21.3.0058 | SCHENEIDER RM6 | PB | 2011 | Ciracas
MN8 | SB.2011.W21.1.0022 | SCHENEIDER RM6 | PB | 2011 | Ciracas
MN8 | SB.2011.W16.5.0044 | SCHENEIDER RM6 | LBS | 2011 | Ciracas
CB43 | 20032129020006 | ABB | LBS |  | Ciracas
MD104 | 729.1421 | EGA | LBS | 2014 | Marunda
GD195 | 1658.16.213 | EGA | LBS |  | Ciracas
GD195 | SM.1132113 CI | SCHNEIDER SM6 | LBS |  | Ciracas
BK200 | - | SCHNEIDER SM6 | LBS | 2015 | Marunda
CB5 | 1617.13.BF | EGA | PB | 2013 | Ciracas
KIOSGUNDU | KIOS GUNDU | MERLIN GERIN | PMT |  | Menteng
KIOSGUNDU | KIOS GUNDU | MERLIN GERIN | PMT |  | Menteng
KN207 | 131424 | SCHNEIDER | LBS | 2014 | Menteng
KJ351 | C1-2014-W26-6-0008 | SCHENEIDER | LBS MANUAL | 2014 | Kebon Jeruk
KJ351 | C1-2014-W29-3-0017 | SCHENEIDER | PB TRAFO | 2014 | Kebon Jeruk
KJ352 | C1-2014-W27-2-0016 | SCHENEIDER | LBS MANUAL | 2014 | Kebon Jeruk
KJ353 | C1-2014-W26-3-0017 | SCHENEIDER | LBS MANUAL | 2014 | Kebon Jeruk
DK181 | - | EGA | LBS |  | Cengkareng
CKG28 | 90028 | ABB | LBS | 2009 | Cengkareng
CB107P | 2916.13.BL | EGA | LBS |  | Ciracas
MK198 | 123456 | KIT 27,2 | PB1 |  | Cengkareng
MK247 | 123456 | FLUOKIT M | LBS |  | Cengkareng
MK246 | - | MG | PT |  | Cengkareng
CK219 | - | SCHNEIDER SM6 | LBS |  | Marunda
GD272 | 3037 | CONTACT PLASMA | PGC |  | Ciracas
KDR256 | - | EGA | LBS MOT | 2016 | Cengkareng
KDR256 | - | EGA | LBS | 2016 | Cengkareng
KML13 | 0044-21-212 | EGA | LBS MAN | 2021 | Cengkareng
KDR264 | - | EGA | LBS | 2016 | Cengkareng
CKG160 | 1354-16-213 | EGA | LBS MOT | 2016 | Cengkareng
CKG160 | 0472-16-212 | EGA | LBS | 2016 | Cengkareng
BC261 | - | SCHNEIDER | PB2 |  | Cengkareng
BT316 | 0027-15-211 | EGA | PB |  | Bintaro
KDR35 | 123456 | SCHINEIDER | LBS |  | Cengkareng
GD370P | 3245.13.BL | EGA | LBS | 2013 | Ciracas
B32B | B 32B-04 | SCHNEIDER | CBOG | 2015 | Bandengan
BT340 | 0522-15-213 | EGA | LBS | 2015 | Bintaro
KPK47 | KPK47-2-2015 | SCHNEIDER | LBS |  | Bandengan
MP219 | MP 219 | SCHNEIDER | LBS MOTORIZE |  | Bulungan
MP220 | 0 | SCHNEIDER | CBOG |  | Bulungan
MP220 | 0 | SCHNEIDER | LBS MOTORIZE |  | Bulungan
MP220 | 0 | SCHNEIDER | LBS |  | Bulungan
MP221 | 0 | SCHNEIDER | PB |  | Bulungan
MP221 | 0 | SCHNEIDER | LBS MOTORIZE |  | Bulungan
MP221 | 0 | SCHNEIDER | LBS |  | Bulungan
KL234 | 0 | EGA | PB |  | Bulungan
KL92 | 0 | EGA | CBOM MOTORIZE |  | Bulungan
KL234 | 0 | EGA | LBS MOTORIZE |  | Bulungan
KL234 | 0 | EGA | LBS |  | Bulungan
CNK18 | CL-2015-W43-5-0052 | SCHNEIDER (MTRS) | LBS (MOTORISE) | 2015 | Ciputat
E413 | E413_CI-2016-W02-1-0018 | SCHNEIDER | LBS | 2016 | Kramat Jati
E413 | E413_CI-2016-W02-1-0034 | SCHNEIDER | PB TRAFO | 2016 | Kramat Jati
E413 | E413_CI-2016-W03-6-0004 | SCHNEIDER | PB TRAFO | 2016 | Kramat Jati
KDR120 | 63012BL | EGA | LBS MOT | 2012 | Cengkareng
K197 | CI-2016-W17-2-0008 | SCHNEIDER | LBS | 2016 | Jatinegara
JGK18 | C1-2016-W04-2-0042 | SCHENEIDER | LBS-2 |  | Lenteng Agung
RG192 | C1-2016-W04-1-0042 | SCHENEIDER | PB-1 |  | Lenteng Agung
RG194 | C1-2016-W04-5-0036 | SCHENEIDER | LBS-2 |  | Lenteng Agung
BDU8 | - | EGA | LBS3 |  | Bandengan
BDU8 | - | EGA | LBS4 |  | Bandengan
TB49 | 0307.16.214 | EGA | LBS | 2016 | Jatinegara
TB49 | 0017.16.212 | EGA | PB TRAFO | 2016 | Jatinegara
PM121C | PM 121C | SCHNEIDER | PB-1 |  | Lenteng Agung
PM121C | PM 121C | SCHNEIDER | LBS-1 |  | Lenteng Agung
PM121C | PM 121C | SCHNEIDER | LBS-2 |  | Lenteng Agung
PIK31 | 40316216 | EGA | PGDB |  | Bandengan
PIK31 | 40016216 | EGA | PGDB |  | Bandengan
S150 | 0882.16.213 | EGA | PMT | 2016 | Menteng
S150 | 0881.16.213 | EGA | LBS MOTORIZE | 2016 | Menteng
SD239 | 0406.0406-16-212 | EGA | LBS | 2015 | Tanjung Priok
MN12P | SB 2011-W17-3-0041 | SCHNEIDER RM6 | LBS | 2010 | Ciracas
MN12P | SB 2011-W21-5-0023 | SCHENEIDER RM6 | PB | 2010 | Ciracas
BDU14 | BDU 14-0476.15.209 | SCHNEIDER SM6 | LBS MOTORIZED | 2017 | Bandengan
BDU14 | BDU 14 | SCHNEIDER SM6 | LBS MOTORIZE |  | Bandengan
BDU14 | BDU 14-0271.15.211 | EGA | PB | 2015 | Bandengan
CKG142 | 0555-15-209 | EGA | LBS | 2015 | Cengkareng
K293P | 0547-15-209 | EGA | PMT | 2015 | Menteng
CK200 | - | SCHNEIDER SM6 | PGC |  | Marunda
TD94 | - | SCHNEIDER | CBOG |  | Ciputat
TD94 | - | SCHNEIDER | LBS |  | Ciputat
GD391 | 0265.15.209 | EGA | LBS | 2015 | Ciracas
CN15 | - | MERLIN GERIN | PB 2 |  | Ciputat
KN239 | - | - | - |  | Menteng
MB57 | MB 57- 04 | SCHNEIDER SM 6 | LBS |  | Bandengan
KDR219 | 0233-15-213 | EGA | LBS | 2015 | Cengkareng
MK147 | 4-MK147 | ORMAZABAL | LBS 2 |  | Bandengan
TD190 | - | KIT 25 C | PB 2 |  | Ciputat
SD67 | CI-2015-W223-0007 | SCHNEIDER | CBOM | 2015 | Tanjung Priok
MK254 | 1803127 | EGA | CBO |  | Bandengan
E293 | 0163.15.211/1501305 | EGA | LBS | 2015 | Pondok Gede
KN220 | 408.1521 | EGA | LBS MOTORIZE | 2015 | Menteng
CN104 | C1.2015-W22-2-0035 | SCHENEIDER | PB | 2015 | Ciputat
KPK41P | KPK 41P-0792.15.209 | EGA | LBS 1 | 2015 | Bandengan
KG438 | 0747.15.209 | EGA | LBS | 2015 | Tanjung Priok
K6B | 0615.015.209 | EGA | LBS MOTORIZED | 2015 | Jatinegara
GH0419 | 595.12.BC | EGA | LBS Motorize | 2011 | Jatinegara
GH0419 | 576.12.BC | EGA | LBS Motorize | 2011 | Jatinegara
JR185 | 0123-15-214 | EGA | PB | 2015 | Pondok Gede
KDR76 | 09337-17-212 | EGA | LBS | 2017 | Cengkareng
KDR76 | 1130-17-234 | EGA | LBS | 2017 | Cengkareng
BDS6P | BDS 6P-019215209 | EGA | LBS 1 |  | Bandengan
KJ357 | C1-2014-W47-2-0044 | SCHENEIDER | LBS MANUAL | 2014 | Kebon Jeruk
KJ357 | C1-2015-W11-3-0025 | SCHENEIDER | PGC | 2015 | Kebon Jeruk
T354P | T 354P | GAE | PMT | 2011 | Menteng
T354P | T 354P | GAE | PMT |  | Menteng
CD348 | 0112-15-209 | EGA | LBS | 2015 | Bintaro
CD348 | 0009-15-211 | EGA | PB | 2015 | Bintaro
BT321 | C1-2014-W49-1-0018 | SCHNEIDER | LBS | 2014 | Bintaro
GD226P | 13.0215 | ABB UNISWITCH | PB | 2013 | Ciracas
CP469 | C1.2014-W25-3-0008 | SCHENEIDER | LBS | 2014 | Ciputat
CP469 | C1.2014-W29-3-0030 | SCHENEIDER | PB | 2014 | Ciputat
GH0139 | 3690.17.213 | EGA | LBS MOTORIZED | 2017 | Pondok Gede
TG274 | 3186.17.213 | EGA | LBS MOT | 2017 | Cengkareng
SC5P | 0278-15-211 | EGA | PB TRAFO | 2015 | Cempaka Putih
BT325 | 0591-15-209 | EGA | LBS | 2015 | Bintaro
CD368 | 0163-15-212 | EGA | LBS | 2015 | Bintaro
CD368 | 0294-15-213 | EGA | LBS | 2015 | Bintaro
CD368 | CL-2015-W33-5-0025 | SCHNEIDER | PB | 2015 | Bintaro
CD371 | 0204-15-212 | EGA | LBS | 2015 | Bintaro
BT320 | C1-2015-W23-5-0017 | SCHNEIDER | PB | 2015 | Bintaro
BC201 | -0465.15.209 | EGA | PB | 2015 | Cengkareng
KDR240 | CI-2015-W41-5-0042 | SCHNEIDER | CBOG | 2015 | Cengkareng
MP218 | 0 | SCHNEIDER | CBO |  | Bulungan
KB595 | C1-2015-W33-2-0050 | SCHNEIDER | LBS MOTORIZE |  | Bulungan
KB595 | C1-2015-W48-1-0014 | SCHNEIDER | PB |  | Bulungan
MP217 | C1-2015-W28-4-0040 | SCHNEIDER | LBS MOTORIZE |  | Bulungan
MP217 | C1-2015-W32-5-0032 | SCHNEIDER | CBOM |  | Bulungan
KB588 | 0 | SCHNEIDER | LBS MOTORIZE |  | Bulungan
KB588 | 0 | SCHNEIDER | LBS |  | Bulungan
KB588 | 0 | SCHNEIDER | CBOG |  | Bulungan
GH0143 | GH143-SCHNEIDER | SCHNEIDER | LBS |  | Bandengan
CGR2 | CGR2 | SCHNEIDER | LBS-2 |  | Lenteng Agung
CGR2 | CGR 2 | EGA | PB-1 |  | Lenteng Agung
KJ375 | 0005-16-214 | EGA | LBS MANUAL | 2016 | Kebon Jeruk
BDU17P | BDU17P-C1-2016-W08-5-0036 | SCHNEIDER | LBS |  | Bandengan
GD27 | CI.2014.W46.2.00025 | SCHNEIDER SM6 | PGC | 2014 | Ciracas
GD82 | CI.2015.W10.3.0051 | SCHNEIDER SM6 | PGC |  | Ciracas
D358 | W21.3.0028 | SCHNEIDER | PMT | 2015 | Menteng
D358 | W41.3.0002 | SCHNEIDER | CBOM | 2015 | Menteng
PL221 | CI.2015.W43.3.0011 | SCHNEIDER | LBS | 2015 | Pondok Kopi
K197 | CI-2016-W16-1-0038 | SCHNEIDER | PB | 2016 | Jatinegara
GH0239 | CI-2016-W24-4-0006 | SCHNEIDER | LBS MOTORIZE | 2016 | Jatinegara
DK70 | DK 70 LBS2 | EGA | LBS |  | Kebon Jeruk
DK70 | DK 70 PB1 | FLUOKIT M | PB TRAFO |  | Kebon Jeruk
MK493 | MK493-PB | SCHNEIDER | PB | 2016 | Bandengan
KDR249 | CI-2016-W52-2-0008 | SCHNEIDER | LBS | 2015 | Cengkareng
KDR249 | CI-2016-W24-5-0039 | SCHNEIDER | LBS MOT | 2016 | Cengkareng
KJ380 | C1-2016-W24-2-0006 | SCHNEIDER | LBS MOTORIZED | 2016 | Kebon Jeruk
KJ380 | C1-2016-W08-2-0009 | SCHNEIDER | PGC | 2016 | Kebon Jeruk
KDR248 | 2019CSF60037 | ORMAZABAL | CBO | 2019 | Cengkareng
KDR248 | 2019CSF62045 | ORMAZABAL | PT | 2019 | Cengkareng
CB51 | CI.2016.W08.1.0011 | SCHNEIDER SM6 | PGC |  | Ciracas
CB51 | CI.2016.W21.6.0012 | SCHNEIDER SM6 | LBS |  | Ciracas
GD69 | 1542.13.BF | EGA | PB |  | Ciracas
GD14B | CI.2016.W21.4.0010 | SCHNEIDER SM6 | LBS | 2016 | Ciracas
GD14B | CI.2016.W12.6.0014 | SCHNEIDER SM6 | LBS | 2016 | Ciracas
GD14B | CI.2016.W16.4.0021 | SCHNEIDER SM6 | PB | 2016 | Ciracas
CKG160 | - | EGA | PGC | 2016 | Cengkareng
SD239 | 0406.0406-16-213 | EGA | LBS MOTORIZED | 2015 | Tanjung Priok
SD239 | 0406.0406-16-216 | EGA | PGC | 2015 | Tanjung Priok
PK300 | 0473-16-212 | EGA | LBS | 2016 | Tanjung Priok
PK300 | 1403-16-213 | EGA | LBS MOTORIZED | 2016 | Tanjung Priok
PK300 | 0362-16-216 | EGA | CBOM | 2016 | Tanjung Priok
BT355 | 0447.16.212 | EGA | LBS | 2016 | Bintaro
BT355 | 448.16.212 | EGA | LBS | 2016 | Bintaro
BT355 | 0325.16.214 | EGA | PB | 2016 | Bintaro
RG198 | 0471-16-212 | EGA | LBS-1 |  | Lenteng Agung
RG198 | 1353-16-213 | EGA | LBS-2 |  | Lenteng Agung
RG198 | 0313-16-214 | EGA | PB-1 |  | Lenteng Agung
GD121 | 9529378L | MERLIN GERIN SM6 | PGDB | 1995 | Ciracas
MB97 | MB 97-04 | EGA | PB2 |  | Bandengan
BK197 | - | SCHNEIDER SM6 | LBS |  | Marunda
CP376 | 0814.15.209 | EGA | PB |  | Ciputat
PIK30 | PIK 30-03 | EGA | PB | 2015 | Bandengan
CK198 | 26889/075/12/01/E6 | GAE | LBS | 2012 | Marunda
BK199 | W26-7-0010 | SCHNEIDER SM6 | LBS | 2014 | Marunda
BK199 | W28-4-0021 | SCHNEIDER SM6 | PB | 2014 | Marunda
KG445 | 0119.15.212 | EGA | LBS | 2015 | Tanjung Priok
KDR236 | 123456 | EGA | PMT |  | Cengkareng
KDR236 | 123456 | EGA | PMT |  | Cengkareng
KDR236 | 123456 | EGA | PB |  | Cengkareng
MD108 | CI-2014-W25-3-0023 | SCHNEIDER SM6 | LBS | 2014 | Marunda
KJ367 | C1-2015.W33-3-0005 | SCHNEIDER | CBOG | 2015 | Kebon Jeruk
S146 | CI2015-W23-2-0034 | SCHNEIDER | PMT | 2015 | Menteng
S146 | CI2015-W16-1-0019 | SCHNEIDER | CBOM | 2015 | Menteng
GD59 | CI.2015.W32.4.0001 | SCHNEIDER SM6 | PGC |  | Ciracas
CP230 | 0340.15.213 | EGA | LBS |  | Ciputat
CP230 | 0091.15.214 | EGA | PB |  | Ciputat
MK132 | 1240010 | SCHNEIDER | PB2 | 2018 | Cengkareng
BC193 | 233.1823 | EGA | PGC | 2018 | Cengkareng
GD394P | CI.2014-W29-1-0020 | SCHNEIDER SM6 | PB |  | Ciracas
GD395P | CI.2014-W25.3.0011 | SCHNEIDER SM6 | LBS | 2014 | Ciracas
BK57 |  | SIEMENS | LBS |  | Marunda
KPK44G | KPK 44G-0222.15.213 | EGA | LBS 1 | 2015 | Bandengan
KPK44G | KPK 44G-0047.15.212 | EGA | LBS 2 | 2015 | Bandengan
KDR225 | 0018.15.212 | EGA | PMT | 2015 | Cengkareng
TA174P | 0706.14.209 | EGA | LBS MOT | 2014 | Cengkareng
GD97 | SM.0100241 | MG SM6 | LBS | 2001 | Ciracas
GD119 | 891210796 | ABB | LBS |  | Ciracas
CP396 | - | SCHNEIDER | LBS |  | Ciputat
PG433P | 0330.14.209 | ABB | PB | 2019 | Cempaka Putih
KG93 | - | MG SM6 | LBS |  | Tanjung Priok
CP278 | - | SCHNEIDER | PGC |  | Ciputat
GD13 | CI.2013-W45-6-0025 | SCHENEIDER SM6 | - | 2013 | Ciracas
GD165 | CV.06-5143/003 | SIEMENS | LBS | 1993 | Ciracas
KJ334 | 0271.14.209 | EGA | LBS MANUAL | 2014 | Kebon Jeruk
CB82 | 500411660/7021-14 | ABB SAFEPLUS | PB | 2011 | Ciracas
KDR206 | CL.2014-W37-6-0026 | SCHNEIDER | LBS | 2014 | Cengkareng
CB111P | CI.2015.W47.2.0012 | SCHENEIDER SM6 | LBS | 2015 | Ciracas
GD58 | 716.13.BF | EGA | PB |  | Ciracas
GD368 | 13.1215 | ABB UNISWITCH | LBS |  | Ciracas
GD315P | 0005.21.213 | EGA | LBS | 2021 | Ciracas
GD54 | SM.0201669 | MERLIN GERIN SM6 | PGC | 2002 | Ciracas
GD96 | 1654.17.214 | EGA | LBS | 2017 | Ciracas
DT97 | DT 97 | EGA | LBS-1 |  | Lenteng Agung
GD25 | 701.13.BF | EGA | PB | 2013 | Ciracas
GD204P | 0026.15.209 | EGA | LBS |  | Ciracas
K188 | K 188.1 | KIT 25 | PMT |  | Menteng
K188 | K 188.2 | KIT 25 | PMT |  | Menteng
K188 | K 188.3 | KIT 25 | PB |  | Menteng
TA148 | 231298M10015 | ABB | LBS | 2003 | Cengkareng
TA148 | 1V2N23129800115 | ABB | LBS | 2003 | Cengkareng
TA148 | 1VZN231298M0201 | ABB | PB UMUM | 2003 | Cengkareng
TA148 | 3010104 | CONTACPLASMA | PT |  | Cengkareng
TA148 | 8004 | FLOUKIT M | PGC |  | Cengkareng
TA76 | - | FLUOKIT M | PGDB |  | Cengkareng
CB67K | SM.0937139 CI | SCHENEIDER SM6 | LBS |  | Ciracas
CB67K | SM.0943005 CI | SCHENEIDER SM6 | PB |  | Ciracas
PL213 | CI-2015-W24-2-0049 | SCHNEIDER | LBS MOTORIZE | 2015 | Pondok Kopi
T402 | CI-2015-W26-3-0043 | SCHNEIDER | PMT | 2015 | Menteng
T402 | CI-2015-W24-3-0018 | SCHNEIDER | PMT | 2015 | Menteng
T402 | CI-2015-W32-5-0033 | SCHNEIDER | CBOM | 2015 | Menteng
PGL32 | 0807.15.209 | EGA | LBS MOTORIZE | 2015 | Pondok Kopi
PGL32 | 0365.15.212 | EGA | LBS | 2015 | Pondok Kopi
PL209 | 0235.15.212 | EGA | LBS | 2015 | Pondok Kopi
PL209 | 0399.15.213 | EGA | LBS | 2015 | Pondok Kopi
PL212 | 0162.15.214 | SM6 | PB | 2015 | Pondok Kopi
PL212 | 0806.15.209 | EGA | LBS | 2015 | Pondok Kopi
PGL33 | 0305.15.212 | EGA | LBS | 2015 | Pondok Kopi
GD74B | 0710.18.214 | EGA | PB |  | Ciracas
JR41 | CI.2016.W26.2.0058 | SCHNEIDER SM6 | LBS |  | Ciracas
JR41 | 0490.15.213 | EGA | LBS |  | Ciracas
E409 | EGA_1505575 | EGA | LBS (MOTORIZE) | 2015 | Kramat Jati
E410 | E410_CI-2015-W23-3-0021 | SCHNEIDER | LBS | 2015 | Kramat Jati
E410 | E410_CI-2015-W33-2-0005 | SCHNEIDER | CBOG | 2015 | Kramat Jati
CKG150 | 1406-17-213 | SCHNEIDER | LBS MOT | 2017 | Cengkareng
RG185 | CI-2015-W233-6-0029 | SCHENEIDER | LBS-2 |  | Lenteng Agung
RG185 | C1-2015-W23-5-0051 | SCHENEIDER | PB-1 |  | Lenteng Agung
RM85 | C1-2014-W22-2-0037 | EGA | PB | 2015 | Cempaka Putih
JR71 | CI-2014-W12-2-0055 | SCHENEIDER SM6 | PGC |  | Ciracas
MK209 | CI-2018-W30-2-0037 | SCHNEIDER | CBOG | 2018 | Cengkareng
GD64 | CI.2013.W52.5.0001 | SCHENEIDER SM6 | LBS | 2013 | Ciracas
GD274 | CV.726612/TJ.PJ01 | SIEMENS | LBS | 2003 | Ciracas
CKG128PAT | 13.0237 | ABB | LBS | 2013 | Cengkareng
CKG128PAT | 13.0215 | ABB | PB | 2013 | Cengkareng
MK483 | MK 483 - 03 | GAE | LBS |  | Bandengan
CB70P | 13.0473 | ABB UNISWITCH | PB | 2013 | Ciracas
GD386 | 24514209 | EGA | LBS | 2014 | Ciracas
T382P | 3374211 | EGA | PB | 2014 | Menteng
KJ334 | 0326.14.209 | EGA | LBS MOTORIZED | 2014 | Kebon Jeruk
GD293P | 1356.13.BF | EGA | PB | 2013 | Ciracas
GD52 | 750.13.BF | EGA | PB | 2013 | Ciracas
GD315P | 0003.21.213 | EGA | LBS | 2021 | Ciracas
GD315P | 22267/032/10/02/E6 | GAE | PB | 2010 | Ciracas
GD354P | 12.1514 | ABB UNISWITCH | LBS | 2012 | Ciracas
GD354P | 12.1617 | ABB UNISWITCH | PB | 2012 | Ciracas
KPK36 | KPK 36-CL2014.W37.5.0042 | SCHNEIDER SM6 | LBS |  | Bandengan
KPK36 | KPK 36-CL.2014.W10-0013 | SCHNEIDER DM1 | PGC |  | Bandengan
KDR201 | 123456 | ABB | PMT |  | Cengkareng
KJ348 | 0236.14.209 | EGA | LBS MANUAL | 2014 | Kebon Jeruk
CN95 | SN.C1.2014.W42-3-0025 | SCHENEIDER | CBOM/CBOG | 2014 | Ciputat
GD76 | - | SCHENEIDER SM6 | PGC |  | Ciracas
K276 | K 276 | SCHNEIDER | LBS |  | Menteng
K276 | K 276 | SCHNEIDER | LBS |  | Menteng
CP46 | - | MG | LBS |  | Ciputat
CP255 | 2317.19 | ULUSOY | CBO | 2019 | Ciputat
TD92N | - | FLUOKIT M | PB 2 |  | Ciputat
B87 | B 87 - LBS - 02 | MG VERCORS 6 | LBS 2 |  | Bandengan
B44 | B 44 - LBS -02 | EGA | LBS 2 |  | Bandengan
MK123 | 173005032314-0042 | SIEMENS | PB |  | Bandengan
GD51 | CV735500-000050/002 | SIEMENS | LBS |  | Ciracas
GD51 | CV735500-000060/001 | SIEMENS | PB |  | Ciracas
TD23 | - | GAE | CBO |  | Ciputat
TD23 | - | FLUOKIT M | CBO |  | Ciputat
K275 | 2 | SCHNEIDER | PMT |  | Menteng
PL89 | R0019134SF | MERLIN GERLIN | LBS |  | Pondok Kopi
A145 | A 145-01 | FLUOKIT M24+ | LBS |  | Bandengan
A152 | A 152-26075/022/12/01/EG | GAE | LBS | 2012 | Bandengan
GD55 | CI.2016.W14.5.0020 | SCHNEIDER SM6 | LBS | 2016 | Ciracas
E65 | 21962/066/09/01/e6 | GAE | LBS | 2009 | Pondok Kopi
E65 | 21980/066/09/02/E6 | GAE | PB | 2009 | Pondok Kopi
PL227 | 0483.16.212 | EGA | LBS | 2016 | Pondok Kopi
MK279 | 04-MK 279 | FLUOKIT M24 | PB |  | Bandengan
RG58 | RG 58 | ABB SAFE PLUS | LBS-2 |  | Lenteng Agung
KPK17 | KPK 17-01 | SCHNEIDER SM6 | LBS |  | Bandengan
KPK17 | KPK 17-03 | SCHNEIDER DM1 | PGC |  | Bandengan
PG341 | SM9605103 | MERLIN GERIN SM6 | LBS |  | Pondok Kopi
KPK18 | KPK 18-02 | GAE | LBS |  | Bandengan
KPK2 | KPK 2-03-23095/018/11/03/ | GAE GDSA | PGC |  | Bandengan
KD97 | CI-2016-W13-1-0013 | SCHNEIDER SM6 | LBS | 2016 | Pondok Kopi
KD97 | Ci-2016-w26-5-0055 | SCHNEIDER SM6 | CBOG | 2016 | Pondok Kopi
PL236 | 0900.16.212 | EGA | LBS | 2016 | Pondok Kopi
KD97 | 0110.17.214 | EGA | PB | 2017 | Pondok Kopi
KD100 | CI-2019.W28.2.00.6 | SCHENEIDER SM 6 | LBS |  | Pondok Kopi
K73F | CI-2016-W16-1-0026 | SCHNEIDER | PB | 2016 | Pondok Kopi
K73G | 135217BF | GAE | LBS | 2013 | Pondok Kopi
RG10 | 2010-W45-2-0025 | SCHNEIDER | LBS-3 | 2010 | Lenteng Agung
RG10 | 77 | SCHNEIDER | LBS-4 | 2004 | Lenteng Agung
KPK26P | KPK 26P-03 | EGA MOTORIZE | PB 1 |  | Bandengan
MK321 | MK 321-02 | ABB | LBS 2 |  | Bandengan
MK91 | MK 91-01 | EGA | LBS 1 |  | Bandengan
PIK10 | PIK 10-03 | GAE GSF | PB |  | Bandengan
PL166 | 24533 | GAE | LBS | 2011 | Pondok Kopi
MK306 | MK 306-03-9310407 | SCHNEIDER DM1 | PGC | 2015 | Bandengan
MK116 | 2179 | FLUOKIT M24 | LBS | 2001 | Bandengan
MK133 | MK 133-03 | EGA | PB |  | Bandengan
AB171 | AB 171-05 | EGA | PB |  | Bandengan
PM253 | CI-2019-W39-5-0076 | SCHNEIDER | CBOG-1 | 2019 | Lenteng Agung
GD274 | CV.726664/TJ.17 | SIEMENS | PGDB | 2003 | Ciracas
GD68C | 1771.13.B2 | EGA | LBS | 2013 | Ciracas
GD367 | 13.1578 | ABB UNISWITCH | LBS | 2013 | Ciracas
TD162P | - | SCHNEIDER | PB |  | Ciputat
CKG127 | 3729.13BL | EGA | LBS | 2013 | Cengkareng
GD160 | 0004.21.213 | EGA | LBS |  | Ciracas
GD386 | 33114211 | EGA | PB | 2014 | Ciracas
TD452 | - | GAE | LBS |  | Ciputat
TD452 | - | SCHNEIDER | CBO |  | Ciputat
MB69 | 0249.18.234/2018 | EGA | PGC | 2018 | Bandengan
SD231 | 0252.14.211 | EGA | PB TRAFO | 2014 | Tanjung Priok
GD76A | S.9501445 | MG SM6 | LBS | 1995 | Ciracas
TP112 | 0681.14.209 | EGA | PMT MOTORIZE | 2014 | Cempaka Putih
GD97 | SM.0100250 | MG SM6 | LBS | 2001 | Ciracas
GD97 | 6414 | UNINDO | - | 1996 | Ciracas
GD353 | 12.1466 | ABB UNISWITCH | LBS | 2012 | Ciracas
GD353 | 13.0047 | ABB UNISWITCH | LBS | 2013 | Ciracas
JS95 | C1-2015-W16-3-0056 | SCHNEIDER | LBS | 2015 | Pondok Gede
PIK28 | PIK 28-02 | EGA | LBS | 2015 | Bandengan
KDR226 | 0207-15-213 | EGA | LBS | 2015 | Cengkareng
GD395P | CI.2014-W25.3.0008 | SCHNEIDER SM6 | PB | 2014 | Ciracas
CKG146 | CI-2015-W20-1-0027 | SCHNEIDER | LBS | 2015 | Cengkareng
KDR233 | 883460-00070/005-J.01 | SIEMENS | LBS1 | 2015 | Cengkareng
CRC6 | S95210162 | MERLIN GERIN SM6 | LBS |  | Ciracas
CRC6 | CI.2015-W39-3-0037 | SCHNEIDER SM6 | PGC |  | Ciracas
CL25 | 1595 | SCHNEIDER SM6 | LBS |  | Marunda
CB76 | SB.2010-W45-5-0036 | SCHNEIDER RM6 | LBS |  | Ciracas
CB105P | 11555 | FLUOKIT M | LBS |  | Ciracas
T385 | 0185-15-209 | EGA | PMT | 2015 | Menteng
T385 | 0185-15-209 | EGA | PMT | 2015 | Menteng
T313 | - | SCHNEIDER | CBOM | - | Menteng
T385 | 0091-15-211 | EGA | PB | 2015 | Menteng
CK43 | 5657 | FLUOKIT M | PGDB | 1996 | Marunda
CK43 | 1847 | FLUOKIT M | B1 | 1996 | Marunda
CK62N | - | SCHNEIDER SM6 | LBS | 2014 | Marunda
BK187 | - | SCHNEIDER SM6 | LBS |  | Marunda
JR183 | 0235.15.209 | EGA | LBS MOTORIZE | 2014 | Pondok Gede
D17N | D 17N | MERLIN GERIN | PGDB |  | Menteng
K211 | K 211 | MERLIN GERIN | PMT |  | Menteng
K211 | K 211 | MERLIN GERIN | PMT |  | Menteng
KN217 | W49-4-0046 | SCHNEIDER | PMT | 2015 | Menteng
T337 | T 337 | GAE | PMT |  | Menteng
T337 | T 337 | GAE | PB |  | Menteng
PGL33 | 0254.15.214 | EGA | LBS | 2015 | Pondok Kopi
PL215 | CI.2015.W57.4.0036 | SCHNEIDER SM6 | LBS | 2016 | Pondok Kopi
PL215 | CI.2015.W48.1.0050 | SCHNEIDER | PB | 2015 | Pondok Kopi
E410 | E410_CI-2014-W46-1-0021 | SCHNEIDER | CBOG | 2014 | Kramat Jati
CD356 | C1-2015-W32-3-0022 | SCHNEIDER | PB | 2015 | Bintaro
KJ220 | 129597 | ABB | LBS | 2002 | Bintaro
CD371 | 0369-15-213 | EGA | LBS | 2015 | Bintaro
BT320 | C1-2015-W26-5-0027 | SCHNEIDER | LBS | 2015 | Bintaro
BT320 | C1-2015-W28-4-0047 | SCHNEIDER | LBS | 2015 | Bintaro
CD364 | C1-2015-W26-5-0026 | SCHNEIDER | LBS | 2015 | Bintaro
CD364 | C1-2015-W23-4-0015 | SCHNEIDER | LBS | 2015 | Bintaro
CD354 | 0124-15-212 | EGA | LBS | 2015 | Bintaro
CD354 | CL2015-W33-5-0055 | SCHNEIDER | PB | 2015 | Bintaro
E157 | 787.12.BL | EGA | LBS | 2012 | Ciracas
E157 | CI.2015.W23.2.0016 | SCHNEIDER SM6 | LBS | 2015 | Ciracas
E157 | CI.2015.W23.5.0037 | SCHNEIDER SM6 | PB | 2015 | Ciracas
E158 | 0646.15.209 | EGA | LBS |  | Ciracas
E158 | 1804.17.234 | EGA | LBS |  | Ciracas
E158 | 0368.15.211 | EGA | PB |  | Ciracas
RG180 | W49.2.0014 | SCHNEIDER | LBS-1 |  | Lenteng Agung
RG180 | W48.3.0045 | SCHNEIDER | LBS-2 |  | Lenteng Agung
RG180 | W39.5.0019 | SCHNEIDER | PGDB-1 |  | Lenteng Agung
KB582 | 0 | SCHNEIDER | LBS MOTORIZE |  | Bulungan
KB582 | 0 | SCHNEIDER | PB |  | Bulungan
GD400P | 0532.15.209 | EGA | LBS | 2015 | Ciracas
SN138 | 0 | SCHNEIDER | CBO MOTORIZE |  | Bulungan
SN138 | 0 | SCHNEIDER | CBO MOTORIZE |  | Bulungan
RG189 | CI-2015-W36-5-0001 | SCHENEIDER | LBS-1 |  | Lenteng Agung
RG189 | CI-2015-W30-5-0011 | SCHENEIDER | LBS-2 |  | Lenteng Agung
RG189 | CI-2015-W48-1-0049 | SCHENEIDER | PB-1 |  | Lenteng Agung
KDR250 | CI-2015-W42-7-0009 | SCHNEIDER | LBS1 MOT | 2015 | Cengkareng
KDR250 | CI-2015-W41-4-0039 | SCHNEIDER | CBOG | 2015 | Cengkareng
PIK31 | PIK31-C1-2014-W33-2-0037 | SCHNEIDER SM6 | LBS |  | Bandengan
PIK31 | PIK31-C1-2014-W33-5-0013 | SCHNEIDER SM6 | LBS |  | Bandengan
TB66 | CI-2015-W39-5-0005 | SCHNEIDER | CBOM | 2015 | Jatinegara
KL95 | 0 | EGA | PB |  | Bulungan
KJ374 | 0612.15.213 | EGA | LBS Motorized | 2015 | Kebon Jeruk
KJ374 | 0110.15.212 | EGA | LBS Manual | 2015 | Kebon Jeruk
T404 | 0168.15.214 | EGA | PB | 2015 | Menteng
RG190 | 0328-15-214 | EGA | PB-1 |  | Lenteng Agung
CD364 | C1-2015-W24-1-0061 | SCHNEIDER | PB | 2015 | Bintaro
KM10 | CI-2016-W22-1-0011 | SCHNEIDER | LBS MOTORIZE | 2016 | Jatinegara
KM10 | CI-2016-W16-2-0002 | SCHNEIDER | PB TRAFO | 2016 | Jatinegara
K182 | CI-2016-W23-1-0023 | SCHNEIDER | CBOM | 2016 | Jatinegara
BK215 | - | SCHNEIDER SM6 | LBS |  | Marunda
BK215 | - | SCHNEIDER SM6 | LBS |  | Marunda
BK215 | - | SCHNEIDER SM6 | PB TRAFO |  | Marunda
S43 | S43-1 | KIT 25 | LBS |  | Cempaka Putih
CP447 | W46.1.0020 | SCHNEIDER | LBS | 2013 | Ciputat
KDR184 | 1929 S 022 | ORMAZABAL | LBS | 2019 | Cengkareng
B38N | B38N-1 | MG SM6 MOTORIS | LBS |  | Cempaka Putih
CN90 | 3326.12.BL | SCHNEIDER | LBS MOTORIZE | 2013 | Ciputat
RM19 | RM 19 | EGA | PMT |  | Cempaka Putih
B54 | B 54-B 54A | ORMAZABAL | LBS 1 | 2010 | Bandengan
B54 | B54-B97N | ORMAZABAL | LBS | 2010 | Bandengan
B54 | B54-PGC | ORMAZABAL | PGC | 2010 | Bandengan
E93EN | 0137.17.214 | EGA | PB |  | Pondok Kopi
BK2N | BK 2 | KIT 27,2 | PB |  | Cempaka Putih
AB236 | AB 236-02 | SCHNEIDER RM-6 | LBS MOTORIZED | 2017 | Bandengan
CKG121 | 2689.13BL | EGA | PMT | 2013 | Cengkareng
CKG122 | 3437.13BL | EGA | PMT | 2013 | Cengkareng
CKG122 | 1330.13BF | EGA | PB | 2013 | Cengkareng
CKG123 | 3436.13BL | EGA | PMT | 2013 | Cengkareng
CKG123 | Cl-2018-W32-4-0056 | SCHINEIDER | LBS | 2016 | Cengkareng
CP344 | 452.17.234 | EGA | LBS CBO | 2017 | Ciputat
CP344 | - | EGA | LBS | 2017 | Ciputat
CP379 | - | GAE | PB |  | Ciputat
A97 | A 97-02 | FLOUKIT-M | PGDB |  | Bandengan
KG440 | 0784.15.209.215 | EGA | LBS MOTORIZE | 2015 | Tanjung Priok
CP475 | C1.2015-W28-4-0041 | SCHENEIDER | PB | 2015 | Ciputat
E264 | CI-2014-WZ9-4-0024 | SCHNEIDER | PB TRAFO | 2014 | Kramat Jati
PIK28 | PIK 28-01 | EGA | LBS | 2015 | Bandengan
A13N | A 13N-01 | EGA | LBS 1 | 2015 | Bandengan
A13N | A 13N-03 | EGA | PB | 2015 | Bandengan
KDR231 | 0021-15-212 | EGA | LBS | 2015 | Cengkareng
KDR231 | CI-2015-W21-4-0020 | SCHNEIDER | PB | 2015 | Cengkareng
DB45 | 6116212 | EGA | LBS |  | Bandengan
K280 | 2456-01 | SCHNEIDER | PMT |  | Menteng
K280 | 2456-03 | GAE | CBOM |  | Menteng
TD134D | MG 07471832013 | EGA | LBS |  | Ciputat
TD134D | MG 07471832013 | EGA | PB 1 | 2013 | Ciputat
A42 | A 42-05 | TAMCO | LBS |  | Bandengan
GH0272 | GH 272 - ARAH AB 262P | MERLIN GERLIN | LBS |  | Bandengan
GH0026 | GH 26 - A 78 | ORMAZABAL | LBS |  | Bandengan
GH0026 | GH 26 - B 85 | ORMAZABAL | LBS |  | Bandengan
GH0026 | GH 26 - BDU 2 | ORMAZABAL | LBS |  | Bandengan
B442G | B 442G-62271-200-13-1367 | ABB (MOTORIZE) | PB | 2013 | Bandengan
AB267P | AB 267P-28217 | GAE | LBS 2 | 2012 | Bandengan
DB105 | DB 105-01 | EGA | LBS | 2013 | Bandengan
DB105 | DB 105-01 | EGA | LBS | 2013 | Bandengan
GH0226 | GH 226 - AB 120 | EGA | LBS |  | Bandengan
GH0226 | GH 226 - AB 84 | EGA | LBS |  | Bandengan
B226 | B 226-03 | SCHNEIDER SM-6 | PB | 2017 | Bandengan
B411 | B 411-02 | MG SM6 | LBS 2 |  | Bandengan
MK426 | MK 426-01 | SIEMENS | LBS 1 |  | Bandengan
MK426 | MK 426-02 | SIEMENS | LBS 2 |  | Bandengan
MK411 | MK 411-02-0038 | ABB UNISWITCH | LBS |  | Bandengan
MK411 | MK 411-03 | ABB UNISWITCH SDF | PB |  | Bandengan
E32 | SM.0100.343 | MG SM6 | LBS | 2001 | Ciracas
MK122 | MK 122-01-S9502292 | SCHNEIDER SM6 | LBS |  | Bandengan
MK122 | MK 122-02-856 | SCHNEIDER SM6 | LBS |  | Bandengan
MK140 | SM0803718 | SCHNEIDER | PB |  | Bandengan
P88 | P 88 | EGA | PGC |  | Menteng
K274 | K 274 | SCHNEIDER | PMT |  | Menteng
KP59 | 5512.BF | EGA | PB TRAFO | 2012 | Marunda
GD312 | 22561/032/10/01/E6 | GAE GLS | LBS |  | Ciracas
GD312 | 22540/032/10/01/E6 | GAE GLS | LBS |  | Ciracas
GD312 | 22484/032/10/01/E6 | GAE GLS | PB |  | Ciracas
KP26 | - | SIEMENS | PB TRAFO |  | Marunda
GD334P | SB.2011-W16-4-0021 | SCHENEIDER RM6 | LBS |  | Ciracas
GH0176 | 19927 | GAE GLS | LBS |  | Marunda
T387 | CI-2014-W48-3-0021 | SCHNEIDER | PMT | 2014 | Menteng
T387 | CI-2014-W48-2-0024 | SCHNEIDER | CBOM | 2014 | Menteng
CP457 | 0254-15-209 | EGA | LBS MOTORIZE | 2014 | Ciputat
PL209 | 0128.15.214 | EGA | PB | 2015 | Pondok Kopi
PL212 | 0326.15.212 | SM6 | LBS | 2015 | Pondok Kopi
PGL33 | 0508.15.213 | EGA | PB | 2015 | Pondok Kopi
PL215 | CI-2015-W28-5-0036 | SCHNEIDER | LBS MOTORIZE | 2015 | Pondok Kopi
CGR2 | CGR2 | SCHNEIDER | LBS-1 |  | Lenteng Agung
BDU17P | BDU17P-C1-2016-W04-1-0035 | SCHNEIDER | PB |  | Bandengan
GD403 | CI.2015.W36.3.0016 | SCHNEIDER SM6 | LBS |  | Ciracas
CKG152 | C1-2018-W3550014 | SCHNAIDER | LBS | 2016 | Cengkareng
CKG152 | 0007.16.213 | EGA | LBS MOT | 2016 | Cengkareng
GH0096 | GH96 | SCHNEIDER | LBS |  | Bulungan
GH0096 | GH96 | SCHNEIDER | LBS |  | Bulungan
GH0400 | GH400 | GAE | LBS |  | Bulungan
GH0400 | GH400 | GAE | LBS |  | Bulungan
GH0154 | GH154 | SCHNEIDER | LBS |  | Bulungan
GH0038 | GH0038 | FLUOKIT M | LBS |  | Bulungan
GH0038 | GH0038 | FLUOKIT M | LBS |  | Bulungan
GH0038 | GH0038 | FLUOKIT M | LBS |  | Bulungan
GH0038 | GH0038 | KIT 27.2 | LBS |  | Bulungan
GH0038 | GH0038 | ABB | PGDB |  | Bulungan
GH0038 | GH0038 | FLUOKIT M | LBS |  | Bulungan
GH0038 | GH0038 | FLUOKIT M | LBS |  | Bulungan
GH0038 | GH0038 | FLUOKIT M | LBS |  | Bulungan
GH0408 | GH408 | SIEMENS | LBS |  | Bulungan
GH0408 | GH408 | SIEMENS | LBS |  | Bulungan
GH0408 | GH408 | SIEMENS | LBS |  | Bulungan
GH0408 | GH408 | SIEMENS | LBS |  | Bulungan
GH0072 | GH72 | EGA | LBS |  | Bulungan
GH0072 | GH72 | EGA | LBS |  | Bulungan
GH0072 | GH72 | EGA | LBS |  | Bulungan
GH0072 | GH72 | EGA | LBS |  | Bulungan
GH0072 | GH72 | EGA | LBS |  | Bulungan
GH0072 | GH72 | EGA | LBS |  | Bulungan
BC4 | C1-2019-W21-4-0074 | SCHINEIDER | PB | 2019 | Cengkareng
E51 | E51_HC0387 | ABB | MATERING | 2001 | Kramat Jati
KJ376 | C1-2016-W05-3-0026 | SCHNEIDER | PB TRAFO | 2016 | Kebon Jeruk
PL218 | CI-2015-W32-2-0021 | SCHNEIDER | LBS | 2016 | Pondok Kopi
TA178 | 0829.17.214 | EGA | PB2 | 2017 | Cengkareng
S43 | S43-2 | KIT 25 | LBS |  | Cempaka Putih
D134 | D134-2 | ABB UNISWITCH ( M ) | LBS | 2013 | Cempaka Putih
GD138P | CI.2016.W26.6.0032 | SCHNEIDER SM6 | LBS | 2016 | Ciracas
GD138P | CI.2016.W25.2.0061 | SCHNEIDER SM6 | LBS | 2016 | Ciracas
GD138P | CI.2016.W16.4.0024 | SCHNEIDER SM6 | PB | 2016 | Ciracas
GD251 | CI.2016.W24.4.0033 | SCHNEIDER SM6 | LBS | 2016 | Ciracas
GD251 | CI.2016.W21.5.0012 | SCHNEIDER SM6 | LBS | 2016 | Ciracas
GD251 | CI.2015.W44.2.0042 | SCHNEIDER SM6 | PGC | 2015 | Ciracas
B38N | B38N-2 | MG SM6 MOTORIS | LBS |  | Cempaka Putih
B38N | B38N-3 | MG SM6 | CBOM |  | Cempaka Putih
SP230 | C1-2016-w13-5-0039 | SCHNEIDER | LBS | 2016 | Kebon Jeruk
SP230 | C1-2016-w16-3-0023 | SCHNEIDER | PB TRAFO | 2016 | Kebon Jeruk
PK148 | - | ABB SAFEPLUS | PB TRAFO |  | Tanjung Priok
KDR259 | C1-2016-W22-1-0044 | SCHNEIDER | LBS | 2016 | Cengkareng
KDR259 | CI-2016-W25-4-0040 | SCHNEIDER | LBS MOT | 2016 | Cengkareng
KDR259 | CI-2016-W19-2-0012 | SCHNEIDER | PB | 2016 | Cengkareng
BT357 | CI-2016-W22-3-0006 | SCHNEIDER | CBOG | 2016 | Bintaro
PG437 | C1-2016-W24-2-0034 | SM 6 | PMT | 2016 | Cempaka Putih
PG437 | C1-2015-W44-3-0004 | SM 6 | PMT | 2015 | Cempaka Putih
PG437 | C1-2016-W08-2-0034 | SM 6 | PGC | 2016 | Cempaka Putih
BDU8 | BDU8-LB1-2016 | SCHNEIDER | LBS | 2016 | Bandengan
BDU14 | BDU14-LBS1-2016 | SCHNEIDER | LBS MOTORIZE | 2016 | Bandengan
GD57F | CI.2016.W14.2.0034 | SCHNEIDER SM6 | LBS |  | Ciracas
JR43 | 0408.18.214 | EGA | PB |  | Ciracas
JR43 | 0406.18.214 | EGA | PB |  | Ciracas
MP196 | 0 | EGA | PB |  | Bulungan
SD65 | RKD_378 | FLUOKIT M | PB TRAFO |  | Tanjung Priok
SD65 | RKD_5077 | FLUOKIT M | PB TRAFO |  | Tanjung Priok
AB286 | AB286-C1-2015-W334-0007 | SCHNEIDER | CBOM | 2015 | Bandengan
AB287 | AB287-0067-16-212 | EGA | LBS | 2016 | Bandengan
KDR226 | 0034-15-212 | EGA | LBS | 2015 | Cengkareng
CP476 | 1118,17,234 | EGA | PB | 2017 | Ciputat
CP477 | C1.2015-W26-5-0050 | SCHENEIDER | LBS MOTORIZE | 2015 | Ciputat
CN105 | C1.2015-W28-6-0041 | SCHENEIDER | PB | 2015 | Ciputat
TD178 | IVZN 231184M 0008 | ABB | PB |  | Ciputat
KJ365 | C1-2015-W20-4-0012 | EGA | LBS MANUAL | 2015 | Kebon Jeruk
CN103 | C1.2015.W21.2.0024 | SCHENEIDER | PB | 2015 | Ciputat
KN241 | - | SCHNEIDER | PMT |  | Menteng
D357 | CI2015-W33-5-0037 | SCHNEIDER | CBOM | 2015 | Menteng
MD70 | 0395.15.209 | EGA | LBS | 2015 | Marunda
JR186 | 0035-15-212 | EGA | LBS | 2015 | Pondok Gede
JR139 | C1-2014-W29-6-0006 | SCHNEIDER SM6 | PB | 2014 | Pondok Gede
PIK15 | PIK15-PGDB-62271 | SCHNEIDER SM6 | PGC |  | Bandengan
TD162A | 0 | KIT 25 C | PB 1 |  | Ciputat
TD162A | 0 | ABB RETROFIT | PB 2 |  | Ciputat
K66G | CI-2015-W26-4-0041 | Schneider | LBS | 2015 | Jatinegara
K66G | CI-2015-W29-1-0016 | Schneider | PB Trafo | 2015 | Jatinegara
K19 | CI-2015-W26-3-0012 | SCHNEIDER | LBS | 2015 | Jatinegara
K19 | CI-2015-W23-3-011 | SCHNEIDER | PB | 2015 | Jatinegara
KJ366 | 0208-15-212 | EGA | LBS MANUAL | 2015 | Kebon Jeruk
PB13 | 0440.15.209 | EGA | LBS | 2015 | Pondok Kopi
PB13 | 0523.15.209 | EGA | PB | 2015 | Pondok Kopi
KD57A | 0858.16.212 | EGA | PB | 2007 | Pondok Kopi
KPK40G | KPK 40G-0428.15.211 | EGA | PB | 2015 | Bandengan
RM64 | RM64 | SM 6 | PB |  | Cempaka Putih
CL26 | - | EGA | PB TRAFO |  | Marunda
KG443 | 0093.15.214 | EGA | PB TRAFO | 2015 | Tanjung Priok
KG441 | CL-2015-W23-3-0042 | SCHNEIDER | LBS MOTORIZE | 2015 | Tanjung Priok
KG441 | CL-2015-W23-3-0019 | SCHNEIDER | LBS | 2015 | Tanjung Priok
KG441 | CI-2015-W23-3-0003 | SCHNEIDER | CBOM | 2015 | Tanjung Priok
GD399 | 0756.15.209 | EGA | LBS | 2015 | Ciracas
GD395P | CI.2014-W25.3.0018 | SCHNEIDER SM6 | LBS | 2014 | Ciracas
GD76 | 22356/032/10/01/E6 | GAE | LBS | 2010 | Ciracas
GD230 | 1773.18.213 | EGA | LBS |  | Ciracas
DT97 | DT 97 | EGA | PB-1 |  | Lenteng Agung
GD25 | 1560.13.BL | EGA | LBS | 2013 | Ciracas
GNS16G | GNS 16G.0215.15.211 | EGA | PB | 2015 | Bandengan
BC143 | W48-1-0054 | SCHNEIDER | PB | 2015 | Cengkareng
D373 | 1586-17-216 | EGA | CBOM | 2017 | Menteng
KCP5 | 0507.15.209 | EGA | LBS | 2015 | Cempaka Putih
T429 | 3433-17-213 | EGA | LBS | 2017 | Menteng
PL200 | 65.15.211 | EGA | PB | 2015 | Pondok Kopi
KDR3T | 3280-143BL | EGA | PMT | 2013 | Cengkareng
KG437 | 0317.15.211 | EGA | LBS MOTORIZE | 2015 | Tanjung Priok
SP16E | SP 16E-PB 1 | SCHNEIDER | LBS | 2013 | Kebon Jeruk
GD325P | 2629.17.213 | EGA | LBS |  | Ciracas
GD336P | 0133.15.209 | EGA | LBS | 2015 | Ciracas
AB280 | AB 280-CI-2015-W16-3-0035 | EGA | LBS 1 | 2015 | Bandengan
S25B | S 25B | MERLIN GERIN | PMT |  | Menteng
S25B | S 25B | MERLIN GERIN | PMT |  | Menteng
KJ360 | 36915209 | EGA | LBS MOTORIZED | 2015 | Kebon Jeruk
PL203 | 0050.15.209 | EGA | LBS MOTORIZE | 2015 | Pondok Kopi
PL204 | 0393.15.209 | EGA | LBS MOTORIZE | 2015 | Pondok Kopi
P76N | P 76N | FLOUKIT M | PGDB |  | Menteng
CKG140 | 0508-15-209 | EGA | LBS | 2015 | Cengkareng
CKG140 | 0458-15-209 | EGA | LBS | 2015 | Cengkareng
CK62N | 28 | SCHNEIDER SM6 | PGC | 2014 | Marunda
CP419 | C1.2015-W16-3-0033 | SCHENEIDER | LBS MOTORIZE | 2015 | Ciputat
PK296 | 0281-15-211/2015 | EGA | PB TRAFO | 2014 | Tanjung Priok
BK190 | 265 | SCHNEIDER SM6 | PB TRAFO | 2015 | Marunda
BT306 | 0327-15-209 | EGA | LBS | 2015 | Bintaro
CB83P | SB.2011.W21.1.0045 | SCHNEIDER RM6 | PB |  | Ciracas
DK140 | 1479 | UNINDO | LBS | 1992 | Cengkareng
KDR232 | W34-2-0004 | SCHNEIDER | PGC | 2015 | Cengkareng
K201 | CI-2016-W21-2-0044 | SCHNEIDER | LBS MOTORIZED | 2016 | Jatinegara
K201 | CI-2016-W07-5-0035 | SCHNEIDER | CBOM | 2016 | Jatinegara
PM24F | 0598-15-213 | EGA | LBS MOTORIZE | 2015 | Jatinegara
PM24F | 0024-15-209 | EGA | LBS | 2015 | Jatinegara
PM24F | 0001-15-211 | EGA | PB TRAFO | 2015 | Jatinegara
PM24F | 0030-15-211 | EGA | PB TRAFO | 2015 | Jatinegara
PL221 | CI.2016.W04.5.0037 | SCHNEIDER | LBS | 2016 | Pondok Kopi
BC294 | - | MG VERCORS | PGDB |  | Cengkareng
KG200 | - | FLUOKIT M | LBS |  | Marunda
PK38C | - | GAE | LBS |  | Marunda
GH0175 | 25105/105/11/01/E6 | GAE GLS M | LBS | 2011 | Marunda
GH0175 | 25113/105/11/01/E6 | GAE GLS M | LBS | 2011 | Marunda
GH0175 | 25144/105/11/01/E6 | GAE GLS M | LBS | 2011 | Marunda
GH0248 | CI-2017.W044.1.0019 | SCHNEIDER SM6 | LBS | 2017 | Marunda
GH0175 | 1514.16.213 | EGA | LBS | 2016 | Marunda
GH0248 | 25181/105/11/01/E6 | GAE GLS M | LBS | 2011 | Marunda
GH0248 | 25136/105/11/01/e6 | GAE GLS M | LBS | 2011 | Marunda
MK492P | MK492P-0223-15-212 | EGA | LBS | 2015 | Bandengan
CD377 | 0100-15-212 | EGA | LBS | 2015 | Bintaro
CD377 | 0292-15-213 | EGA | LBS | 2015 | Bintaro
CD377 | 040015-2016 | SCHNEIDER | PB | 2016 | Bintaro
BT338 | 0565-15-212 | EGA | LBS | 2015 | Bintaro
BT338 | 0286-15-274 | EGA | PB | 2015 | Bintaro
BC160 | - | MG VERCORS M6 | B1 |  | Cengkareng
TB6 | 0491.15.213 | EGA | LBS MOTORIZE | 2015 | Jatinegara
E61C | CI.2015.W43.1.0033 | SCHNEIDER SM6 | LBS |  | Ciracas
JR43 | CI.2015.W43.4.0030 | SCHNEIDER SM6 | LBS |  | Ciracas
BK214 | - | SCHNEIDER SM6 | LBS |  | Marunda
BK214 | - | SCHNEIDER SM6 | PB |  | Marunda
KD105 | CI-2016-W22-2-0041 | SCHNEIDER | LBS MOTORIZE | 2016 | Jatinegara
CP502 | C1-2016-0021-4-0033 | SCHENEIDER SM 6 | LBS | 2016 | Ciputat
PS190 | C1-2016-W22-1-0017 | SCHNEIDER SM6 | PMT | 2016 | Cempaka Putih
S150 | 0402.16.216 | EGA | CBOM | 2016 | Menteng
KG446 | 0375-15-212 | EGA | LBS | 2015 | Tanjung Priok
KG446 | 0632-15-213 | EGA | LBS MOTORIZED | 2015 | Tanjung Priok
KG446 | 0406-15-214 | SCHNEIDER | PB TRAFO | 2015 | Tanjung Priok
RG26 | RG 26 | EGA | PB-2 |  | Lenteng Agung
GD163 | SM.0803935 | SCHNEIDER SM6 | LBS |  | Ciracas
CP504 | 36316252 | EGA | LBS | 2016 | Ciputat
CP503 | W0371.16.212 | EGA | LBS | 2016 | Ciputat
RG97 | RG 97 | ABB | LBS-3 |  | Lenteng Agung
CP490 | C1.2016-W21-3-0029 | SCHNEIDER (MTRS) | LBS (MOTORISE) | 2016 | Ciputat
CP490 | C1.2016-W21-5-0013 | schneider | LBS | 2016 | Ciputat
CP490 | C1.2016-W21-7-0007 | schneider | PB | 2016 | Ciputat
BDU20 | BDU20-C1-2016-W24-5-0040 | SCHNEIDER SM6 | LBS MOTORIZED | 2016 | Bandengan
CKG153 | 0290-16-212 | EGA | LBS | 2016 | Cengkareng
CP492 | C1-2016-W25-5-0007 | SCHNEIDER (MTRS) | LBS (MOTORISE) | 2016 | Ciputat
CP492 | C1-2016-W19-W22-1-032 | SCHENEIDER SM 6 | LBS | 2016 | Ciputat
PM139G | PM139G | SCHNEIDER | LBS-1 |  | Lenteng Agung
PM139G | PM139G | SCHNEIDER | PB-1 |  | Lenteng Agung
TP116 | C1-2016-W35-4-0054 | SCHNEIDER SM6 | PMT KONVENS | 2016 | Cempaka Putih
CSL4 | CI.2016.W20.6.0022 | SCHNEIDER SM6 | LBS |  | Ciracas
CSL5 | CI.2016.W34.1.0016 | SCHNEIDER SM6 | PB |  | Ciracas
PM294 | PM 294 | SCHNEIDER | LBS-6 |  | Lenteng Agung
CSL3S | CI.2016.W31.6.0055 | SCHNEIDER SM6 | PB | 2016 | Ciracas
CSL3S | CI.2016.W21.3.0056 | SCHNEIDER SM6 | LBS | 2016 | Ciracas
CSL3S | 0200.16.212 | EGA | LBS | 2016 | Ciracas
GD216 | CI.2016.W13.6.0001 | SCHNEIDER SM6 | LBS | 2016 | Ciracas
GD216 | CI.2016.W26.3.0005 | SCHNEIDER SM6 | LBS | 2016 | Ciracas
GD216 | CI.2016.W34.2.0027 | SCHNEIDER SM6 | PB | 2016 | Ciracas
GD175 | CI.2016.W26.3.0060 | SCHNEIDER SM6 | LBS | 2016 | Ciracas
GD328P | CV.812243.000420/002 | SIEMENS | LBS | 2011 | Ciracas
GD328P | CV.812243.000400/013 | SIEMENS | PB | 2011 | Ciracas
GD351P | CI.2012.W39.6.0015 | SCHNEIDER SM6 | LBS | 2012 | Ciracas
CP504 | 2.6046e+17 | EGA | LBS | 2016 | Ciputat
RG197 | RG 197 | EGA | LBS-1 |  | Lenteng Agung
RG197 | RG 97 | EGA | PB-1 |  | Lenteng Agung
KB92A | 0294.16.214.2016 | EGA | PB2 | 2016 | Bulungan
KJ383 | 0396.16.212 | EGA | MOTORIZED | 2016 | Kebon Jeruk
KJ383 | 1337.16.213 | EGA | NON MOTORIZED | 2016 | Kebon Jeruk
KJ383 | 0350.16.216 | EGA | CBOM | 2016 | Kebon Jeruk
CD385 | 0199.16.214 | EGA | PB | 2016 | Bintaro
CD365 | 0336.16.212 | EGA | LBS | 2016 | Bintaro
JW75 | 40216212 | EGA | LBS MOTORIZE | 2016 | Pondok Gede
CL29 | 0820.15.209 | EGA | LBS | 2015 | Marunda
KJ389 | 1481-16-213 | EGA | LBS MOTORIZED | 2016 | Kebon Jeruk
KJ389 | 0395-16-216 | EGA | CBOM | 2016 | Kebon Jeruk
CK202 | 42 | SCHNEIDER SM6 | LBS | 2016 | Marunda
PK65A | 42 | SCHNEIDER SM6 | LBS | 2016 | Marunda
BK221 | CI-2016-W17-6-0001 | SCHNEIDER SM6 | LBS | 2016 | Marunda
BK2 | CI-2016-W17-5-0047 | SCHNEIDER SM6 | LBS | 2016 | Marunda
BK221 | CI-2016-W17-5-0047 | SCHNEIDER SM6 | LBS | 2016 | Marunda
CK69 | 247 | EGA | PB | 2014 | Marunda
TB73 | 35016212 | EGA | LBS | 2016 | Jatinegara
TB72 | 0889-16-213 | EGA | LBS | 2016 | Jatinegara
BK29 | 0062.15.214 | EGA | PB 2 | 2015 | Marunda
MK315N | CL-2014-W39-7-0012 | SCHNEIDER | PGDB |  | Bandengan
GD304P | 13.1626 | ABB UNISWITCH | PB | 2013 | Ciracas
KJ350 | C1-2014-W50-2-0052 | SCHENEIDER | LBS MOTORIZED | 2014 | Kebon Jeruk
KJ350 | 1809.13.BF | EGA | PB TRAFO | 2013 | Kebon Jeruk
GD20A | 1033.21 | ULUSOY | PB | 2021 | Ciracas
GD20A | 1200.21.213 | EGA | LBS | 2021 | Ciracas
GD294P | SM.0871503 | SCHENEIDER SM6 | LBS | 2008 | Ciracas
GD187 | 2726.17.218 | EGA | LBS | 2017 | Ciracas
GD187 | 2609.17.218 | EGA | LBS | 2017 | Ciracas
TA76 | 2876 | FLUOKIT M | PT |  | Cengkareng
GD232 | SB.2011.W17.3.2060 | SCHENEIDER RM6 | LBS | 2011 | Ciracas
GD232 | SB.2011.W17.3.0075 | SCHENEIDER RM6 | LBS | 2011 | Ciracas
GD285P | SB.2011.W21.0021 | MERLIN GERIN RM6 | LBS | 2011 | Ciracas
K297 | 1032 | SCHNEIDER | PMT | 2015 | Menteng
K297 | 2 | SCHNEIDER | CBOM | 2015 | Menteng
AB283 | CV 876026-000090/007 | SIEMENS | LBS 1 | 2015 | Bandengan
TB68 | 0288.15.211 | EGA | PB | 2015 | Jatinegara
PM14 | CI-2015-W22-2-0016 | Schneider | PB Trafo | 2015 | Jatinegara
MN20P | 0313.15.212 | EGA | LBS | 2015 | Ciracas
TB20 | 0476.15.213 | EGA | LBS MOTORIZED | 2015 | Jatinegara
CKG150 | 0834-17-212 | EGA | LBS MAN | 2017 | Cengkareng
RG186 | CI-2015-W20-4-0020 | SCHENEIDER | PB-1 |  | Lenteng Agung
PK258 | - | SCHNEIDER SM6 | CBOM |  | Marunda
BDS12P | BDS 12P-01 | EGA | LBS 1 |  | Bandengan
BDS12P | BDS 12P-02 | EGA | LBS 2 |  | Bandengan
K63A | CI-2015-W23-3-0015 | SCHNEIDER | PB TRAFO | 2015 | Jatinegara
K93A | CI-2015-W20-6-0026 | SCHNEIDER | PB | 2015 | Jatinegara
BT341 | 0105-15-212 | EGA | LBS | 2015 | Bintaro
CP457 | 0190-15-209 | EGA | LBS | 2014 | Ciputat
GD341 | 50041660/7011-31 | ABB SAFEPLUS | LBS |  | Ciracas
GD341 | 500411660/6011-25 | ABB SAFEPLUS | LBS |  | Ciracas
GD341 | 500411660/8021-05 | ABB SAFEPLUS | PB |  | Ciracas
GD229 | 62.12.BF | EGA | PB | 2012 | Ciracas
KJ356 | C/L-2014-W46-3-0043 | SCHENEIDER | LBS MANUAL | 2014 | Kebon Jeruk
CK44D | - | MG VERCORS M6 | LBS |  | Marunda
TD191 | BR 9025 | RETROFIT ABB | PB 2 |  | Ciputat
CKG133 | 0024-15-214 | EGA | PB | 2015 | Cengkareng
TG274 | 3201.17.213 | EGA | LBS MOT | 2017 | Cengkareng
TG274 | C1-2017-W36-2-0029 | SCHINEIDER | PB | 2017 | Cengkareng
KJ361 | 0319.15.211 | EGA | PB | 2015 | Kebon Jeruk
BK180 | 12415155 | ORMAZABAL | LBS | 2012 | Marunda
KB583 | 0 | EGA | LBS MOTORIZE |  | Bulungan
D373 | 1540-17-213 | EGA | LBS MOTORIZE | 2017 | Menteng
CK44D | - | MG VERCORS M6 | PB TRAFO |  | Marunda
CP458 | 0257-15-209 | EGA | LBS MOTORIZE | 2015 | Ciputat
CP458 | 0095-15-211 | EGA | PB | 2015 | Ciputat
CP460 | 0162-15-209 | EGA | LBS | 2015 | Ciputat
CP460 | 0111.15-219 | EGA | PB | 2015 | Ciputat
D354P | 2150034 | EGA | PB | 2014 | Menteng
PG436 | 0151.15.212 | EGA | LBS | 2015 | Cempaka Putih
PG436 | 0326.15.213 | EGA | CBOG | 2017 | Cempaka Putih
PG436 | C1-2015-W48-1-0019 | SCHNEIDER | PB | 2015 | Cempaka Putih
E412 | E412_CI-2015-W23-1-0041 | SCHNEIDER | LBS | 2015 | Kramat Jati
E412 | E412_CI-2015-W26-5-0047 | SCHNEIDER | LBS (MOTORIZE) | 2015 | Kramat Jati
E412 | E412_CI-2015-W33-1-0038 | SCHNEIDER | PB TRAFO | 2015 | Kramat Jati
BT332 | 0581-15-213 | EGA | LBS | 2015 | Bintaro
BT332 | 0426-15-212 | EGA | LBS | 2015 | Bintaro
BT332 | 0284-15-214 | EGA | PB | 2015 | Bintaro
BT336 | 0174-15-212 | EGA | LBS | 2015 | Bintaro
JR186 | c1-2014-W48-3-0042 | SCHNEIDER SM6 | LBS | 2014 | Pondok Gede
JR186 | 0124-15-214 | EGA | PB | 2015 | Pondok Gede
JR139 | C1-2014-W25-5-0011 | SCHNEIDER SM6 | LBS | 2014 | Pondok Gede
RM20 | RM20 | EGA | LBS | 2017 | Cempaka Putih
TD162A | 0 | KIT 25 C | LBS |  | Ciputat
TB61 | TB61_CI-2015-W28-2-0024 | SCHNEIDER | LBS Motorize | 2015 | Jatinegara
TB61 | TB61_CI-2015-W27-4-0018 | SCHNEIDER | LBS | 2015 | Jatinegara
KJ366 | 025115-15-213 | EGA | LBS MOTORIZED | 2015 | Kebon Jeruk
PB13 | 0247.15.211 | EGA | LBS | 2015 | Pondok Kopi
BC146 | - | FLUOKITM | LBS |  | Cengkareng
BK221 | 247 | EGA | PB | 2014 | Marunda
T400P | W21-5-0019 | SCHNEIDER | PMT | 2015 | Menteng
T400P | W28-5-0034 | SCHNEIDER | PB | 2015 | Menteng
B229 | B 229-06 | METERING | PT |  | Bandengan
DT69 | 0084415-214 | EGA | PB-1 |  | Lenteng Agung
CGR35 | C1-2015-W22-2-0041 | SCHNEIDER | PB-1 |  | Lenteng Agung
SD235 | CL-2014-W48-2-0016 | SCHNEIDER | LBS MOTORIZE | 2015 | Tanjung Priok
GD398 | 0837.15.209 | EGA | LBS | 2015 | Ciracas
KB589 | 0092-15-214 | EGA | PB |  | Bulungan
GD121 | 0440.15.213 | EGA | LBS | 2015 | Ciracas
GD86 | 0026.21.234 | EGA | PGC | 2021 | Ciracas
RM83P | 0834-15-209 | EGA | LBS | 2015 | Cempaka Putih
PM14 | CI-2015-W24-2-0017 | Schneider | LBS Motorize | 2015 | Jatinegara
MD52 | - | SCHNEIDER SM6 | PGC |  | Marunda
JGK15 | CI-2014-W47-I-0012 | SCHENEIDER | LBS-1 |  | Lenteng Agung
KPK39G | KPK 39G-0803.15.209 | EGA | LBS 2 | 2015 | Bandengan
BK197 | - | SCHNEIDER SM6 | LBS |  | Marunda
KN222P | W26-3-0027 | SCHNEIDER | PB | 2015 | Menteng
D357 | C1-2015-W33-4-0001 | SCHNEIDER | CBOM | 2015 | Menteng
CSL9 | 1877.17.214 | EGA | PB |  | Ciracas
KN213 | CI2014L4650005 | SCHNEIDER | CBOM | 2014 | Menteng
GD9 | - | ORMAZABAL | PB |  | Ciracas
GH0239 | CI-2016-W24-2-0022 | SCHNEIDER | LBS MOTORIZE | 2016 | Jatinegara
GH0239 | CI-2016-W24-3-0033 | SCHNEIDER | LBS MOTORIZE | 2016 | Jatinegara
GH0239 | CI-2016-W24-4-0060 | SCHNEIDER | LBS MOTORIZE | 2016 | Jatinegara
GH0239 | CI-2016-W24-5-0045 | SCHNEIDER | LBS MOTORIZE | 2016 | Jatinegara
GH0239 | CI-2016-W24-2-0037 | SCHNEIDER | LBS MOTORIZE | 2016 | Jatinegara
GH0239 | CI-2016-W24-5-0021 | SCHNEIDER | LBS MOTORIZE | 2016 | Jatinegara
GD294P | SM.0837170 | SCHENEIDER SM6 | PB | 2008 | Ciracas
GD294P | SM.0830751 | SCHENEIDER SM6 | LBS | 2008 | Ciracas
GD349P | CI2012-W41-4-0009 | SCHENEIDER | LBS |  | Ciracas
P33 | P 33 | UNINDO/FLUOKIT M | PGC |  | Menteng
S87 | S 87.2 | SCHNEIDER | PMT |  | Menteng
KN215 | CI-2014-W13-3-0002 | SCHNEIDER | CBOM | 2014 | Menteng
CK218 | - | SCHNEIDER SM6 | PGC |  | Marunda
MK275 | 1363.16.213 | EGA | LBS | 2015 | Cengkareng
DT99 | 0677.14.209 | EGA | LBS-2 |  | Lenteng Agung
PG433P | 0702.14.209 | ABB | LBS | 2019 | Cempaka Putih
GD13 | T7.WD.000045/021 | SIEMENS | PB | 2006 | Ciracas
B44BIS | B 44BIS - 2 | ABB UNISWITCH | PB |  | Bandengan
KJ334 | 0230.14.211 | EGA | PB TRAFO | 2014 | Kebon Jeruk
D181 | D 181 | DELLE ALSTHOM | CBOM |  | Menteng
KPK36 | KPK 36-CL2014.W.12.4.0007 | SCHNEIDER SM6 | LBS |  | Bandengan
KDR201 | 123456 | ABB | PMT |  | Cengkareng
GD54 | 1569 | FLUOKIT M | PT |  | Ciracas
GD76 | SM.1043038CI | SCHENEIDER SM6 | PB | 2010 | Ciracas
CB80P | SB.2011.W21.1.0060 | SCHENEIDER | PB | 2011 | Ciracas
DT97 | DT 97 | EGA | LBS-2 |  | Lenteng Agung
GD329P | SB.2010-W46-1-0033 | SCHENEIDER RM6 | PB | 2010 | Ciracas
GD187 | CI-2017-W43-1-0015 | SCHENEIDER SM6 | PB | 2012 | Ciracas
TA76 | - | SCHNEIDER | LBS MOT | 2017 | Cengkareng
GD304P | 13.1526 | ABB UNISWITCH | LBS | 2013 | Ciracas
RG88P | 502637997/3001-011 | ABB SAFEPLUS | PB-1 | 2019 | Lenteng Agung
PM347 | PM 347 | EGA | PB-1 |  | Lenteng Agung
KPK38G | 0216.15.209 | EGA | LBS | 2015 | Bandengan
KPK38G | 0108.15.211 | EGA | PB | 2015 | Bandengan
GD152 | CV.06-5146/025 | SIEMENS | PB |  | Ciracas
GD280P | 22230/032/10/01/E6 | GAE | LBS |  | Ciracas
GD280P | 12198/032/10/01/E6 | GAE | PB |  | Ciracas
BT336 | 0579-15-213 | EGA | LBS | 2015 | Bintaro
BT336 | 0251-15-214 | EGA | PB | 2015 | Bintaro
BT339 | 0308-15-214 | EGA | LBS | 2015 | Bintaro
BT339 | 0214-15-212 | EGA | LBS | 2015 | Bintaro
BT339 | 0564-15-213 | EGA | PB | 2015 | Bintaro
BT340 | 0420-15-212 | EGA | LBS | 2015 | Bintaro
BT340 | 0266-15-214 | EGA | PB | 2015 | Bintaro
GH0371 | 13.1042 | ABB | LBS MOT | 2013 | Cengkareng
TA142 | 2230031 | SCHNEIDER | PGC | 2015 | Cengkareng
DK84 | 7628.009 | TAMCO | PB | 2006 | Cengkareng
BC147 | - | SIEMENS | PGDB |  | Cengkareng
CP487 | CI2015.1024-1-0017 | schneider | LBS | 2015 | Ciputat
CP487 | CI.2015.1023.4-0014 | schneider | PB | 2015 | Ciputat
CN111 | C1.2015.W26.6.0004 | schneider | LBS | 2015 | Ciputat
CN111 | C1.2015.W34.4.0006 | schneider | LBS | 2015 | Ciputat
CN111 | C1.W33.5.0053 | schneider | PB | 2015 | Ciputat
CN110 | CL.2016.W02.1.0010 | schneider | LBS | 2016 | Ciputat
CN110 | CL.2015.W44.3.0008 | schneider | LBS | 2015 | Ciputat
CN110 | CL.2015.W53.1.0017 | schneider | CBOM | 2015 | Ciputat
BC130 | C1-2019-W10-5-0004 | SCHINEIDER | CBO | 2019 | Cengkareng
BC193 | 0374.18.214 | EGA | PB2 | 2018 | Cengkareng
BC70 | - | MG VERCORS M6 | PB3 |  | Cengkareng
JR76 | CI.2015.W28.3.0011 | SCHNEIDER SM6 | LBS |  | Ciracas
JR76 | CI.2015.W40.1.0007 | SCHNEIDER SM6 | LBS |  | Ciracas
JR76 | CI.2015.W28.5.0033 | SCHNEIDER SM6 | PB |  | Ciracas
KJ375 | 0402-15-212 | EGA | LBS MOTORIZED | 2015 | Kebon Jeruk
KJ375 | 0005-16-212 | EGA | PB TRAFO | 2016 | Kebon Jeruk
KM10 | CI-2016-W17-3-0045 | SCHNEIDER | LBS | 2016 | Jatinegara
CP127 | CP127-3 | FLUOKIT M | LBS |  | Cempaka Putih
CP127 | CP127-5 | FLUOKIT M | PGDB |  | Cempaka Putih
CP127 | CP127-6 | SIEMENS | B1 |  | Cempaka Putih
CKG154PAT | CI-2016-W17-1-0002 | SCHNEIDER | LBS | 2016 | Cengkareng
CKG154PAT | CI-2016-W22-2-0043 | SCHNEIDER | LBS MOT | 2016 | Cengkareng
PL219 | 0004.16.214 | EGA | PB | 2016 | Pondok Kopi
E164A | CI-2016-W17-4-008 | SCHNEIDER SM6 | LBS |  | Pondok Kopi
DT56 | IEC 298 | MG SM6 | CBOG |  | Lenteng Agung
A144 | A 144-02 | FLUOKIT M | LBS |  | Bandengan
KDR192 | 2694.13.BL | EGA | LBS | 2013 | Cengkareng
KDR192 | CI-2018-W23-1-0008 | SCHINEIDER | LBS MOT | 2018 | Cengkareng
DT84 | DT 84 | GAE | CBOG-1 |  | Lenteng Agung
KD140 | Cv06-5127/025 | SIEMENS | LBS | 1993 | Pondok Kopi
KD87 | 502308268/2001-026 | ABB | LBS |  | Pondok Kopi
GD402 | CI.2015-W21-4-0058 | SCHNEIDER SM6 | LBS | 2015 | Ciracas
MK224 | C1-2014-W29-4-0014 | SCHNEIDER | LBS | 2014 | Cengkareng
PM28A | CI-2016-W16-5-0019 | SCHNEIDER | PB TRAFO | 2016 | Jatinegara
PM17BIS | PM17BISCI-2016-W08-3-0007 | SCHNEIDER | CBOM | 2016 | Jatinegara
PM17BIS | PM17BISCI-2016-W21-3-0019 | SCHNEIDER | LBS MOTORIZE | 2016 | Jatinegara
PM17BIS | PM17BISCI-2016-W22-2-0023 | SCHNEIDER | LBS | 2016 | Jatinegara
GD57F | CI.2015.W52.2.0004 | SCHNEIDER SM6 | LBS |  | Ciracas
GD57F | CI.2016.W15.6.0029 | SCHNEIDER SM6 | PB |  | Ciracas
PP143 | C1-2016-W32-3-0034 | SCHNEIDER | LBS MOTORIZE |  | Bulungan
CGR42 | C1-2016-W33-5-0018 | SCHENEIDER | PB-1 |  | Lenteng Agung
S149 | CI-2016-W25-3-0007 | SCHNEIDER | PMT | 2016 | Menteng
S149 | C1-2016-W17-3-0017 | SCHNEIDER | CBOM | 2016 | Menteng
CD22 | CI-2016-W18-7-0018 | KIT 25 | LBS | 2016 | Bintaro
GD14 | CI.2016.W16.3.0031 | SCHNEIDER SM6 | PB | 2016 | Ciracas
KJ167 | 163913 BF 2013 | MG | PGC | 2013 | Kebon Jeruk
TB40 | CI-2016-W16-3-0041 | SCHNEIDER | PB TRAFO | 2016 | Jatinegara
KD113 | CI-2016-W35-2-0004 | SCHNEIDER | PB | 2016 | Jatinegara
PL51 | .... | EGA | PB | 2017 | Pondok Kopi
PL51 | ... | EGA | LBS | 2017 | Pondok Kopi
RG195 | C1-2016-W34-4-0028 | SCHENEIDER | LBS-1 |  | Lenteng Agung
SP18 | CI - 2016 - W12 - 6 - 003 | SCHNEIDER | PB TRAFO | 2016 | Kebon Jeruk
CGR43 | C1-2016-W32-2-0014 | SCHENEIDER | LBS-2 |  | Lenteng Agung
MK301 | 2011-25604-106-11-02EG | EGA | PB | 2011 | Cengkareng
GH0280 | 3363.13.BL | EGA | LBS | 2013 | Marunda
GH0248 | 25173/105/11/01/E6 | GAE GLS M | LBS | 2011 | Marunda
GH0248 | 25140/105/11/01/E6 | GAE GLS M | LBS | 2011 | Marunda
GH0189 | - | MG SM6 | LBS |  | Marunda
GH0189 | - | MG SM6 | LBS |  | Marunda
GH0189 | - | MG SM6 | LBS |  | Marunda
GH0189 | - | MG SM6 | LBS |  | Marunda
BDU14 | BDU14-06 | SCHNEIDER | CBOM 1 |  | Bandengan
JGK18 | C1-2015-W52-2-0010 | SCHENEIDER | LBS-1 |  | Lenteng Agung
PL107 | 3279-13-BL | EGA | LBS |  | Pondok Kopi
KD106 | IDABB419040573 | ABB | PB | 2019 | Pondok Kopi
PG101 | PG 101 | SCHNEIDER | CBOM | 2014 | Cempaka Putih
S98 | W4010018 | SCHNEIDER | LBS | 2018 | Menteng
S98 | 48 | EGA | LBS | 2019 | Menteng
S98 | W4330006 | SCHNEIDER | LBS | 2018 | Menteng
GD91 | CI.2018.W29.3.0030 | SCHNEIDER SM6 | LBS |  | Ciracas
GD91 | CI.2018.W36.2.0010 | SCHNEIDER SM6 | LBS |  | Ciracas
GD362 | 766.13.BF | EGA | PB | 2013 | Ciracas
GD362 | CI.2013.W16.1.0028 | SCHNEIDER SM6 | LBS | 2013 | Ciracas
CB23 | CI.2013.W14.2.0013 | SCHNEIDER SM6 | LBS | 2013 | Ciracas
CB23 | CI.2013.W13.5.0007 | SCHNEIDER SM6 | LBS | 2013 | Ciracas
MN8 | SB.2011.W16.5.0054 | SCHENEIDER RM6 | LBS | 2011 | Ciracas
CB43 | 20032129020006 | ABB | PB |  | Ciracas
MD104 | 731.1421 | EGA | LBS | 2014 | Marunda
MD104 | - | SCHNEIDER SM6 | PGC |  | Marunda
AB276 | CI-2014-W41-5-0025 | Schneider SM6 | PGDB | 2014 | Bandengan
CB114P | CI.2013-W17-2-0020 | SCHNEIDER SM6 | LBS |  | Ciracas
CB114P | 2415.13-BF | EGA | PB |  | Ciracas
CK17 | 0011.15.209 | EGA | LBS | 2015 | Marunda
CK17 | 6215211 | EGA | PB | 2015 | Marunda
CB33 | S.9502691 | MERLIN GERIN SM6 | LBS |  | Ciracas
CRC5 | SM.1013019 CI | SCHNEIDER SM6 | LBS |  | Ciracas
JR98 | 2903.13.BL | EGA | LBS | 2013 | Ciracas
RM80P | 0101.15.209 | EGA | LBS | 2015 | Cempaka Putih
PDG3 | CI.2018.W21.5.0018 | SCHNEIDER SM6 | LBS |  | Ciracas
BDS15 | BDS15-C1-2015-W33-3-0001 | SCHNEIDER | CBOM | 2015 | Bandengan
BDS15 | BDS15-C1-2015-W33-3-0014 | SCHNEIDER | LBS | 2015 | Bandengan
BDS15 | BDS15-C1-2015-W33-3-0023 | SCHNEIDER | LBS | 2015 | Bandengan
CP501 | 1342-16-213-2016 | EGA | LBS | 2016 | Ciputat
CP501 | 0449-16-216-2016 | EGA | LBS | 2016 | Ciputat
CP501 | 0328-16-214-2016 | EGA | LBS | 2016 | Ciputat
TP115 | C1-2015-W27-5-0045 | SCHNEIDER SM6 | PMT | 2015 | Cempaka Putih
TP115 | C1-2015-W41-3-0008 | SCHNEIDER SM6 | PMT | 2015 | Cempaka Putih
CB23 | 703.13.BF | EGA | PB | 2013 | Ciracas
KB19 | 0 | EGA | PB2 |  | Bulungan
RG197 | RG 197 | EGA | LBS-2 |  | Lenteng Agung
DT18 | DT 18 | SIEMENS | CBMP-R |  | Lenteng Agung
A124 | A 124-02 | ABB UNISWITCH | LBS |  | Bandengan
A124 | A 124-03 | ABB UNISWITCH | PT |  | Bandengan
A124 | A 124-05 | FLUOKIT M | B1 |  | Bandengan
RG78 | T7300505268301851 | SIEMENT | PB-1 |  | Lenteng Agung
PM195 | PM 195 | EGA | PB-1 |  | Lenteng Agung
JS214 | 13.0236 | ABB UNISWITCH | LBS | 2013 | Pondok Gede
JS215 | 13-02323 | ABB UNISWITCH | LBS | 2013 | Pondok Gede
JS218 | CI-2021-W38-6-1401 | SCHNEIDER RM 6 | PB | 2021 | Pondok Gede
A13N | A 13N-02 | EGA | LBS 2 | 2015 | Bandengan
KG438 | 0655.15.209 | EGA | LBS MOTORIZE | 2015 | Tanjung Priok
SD234 | CI-2014-W26-4-0009 | SCHNEIDER | LBS | 2014 | Tanjung Priok
K6B | 0349.15.211 | EGA | PB | 2015 | Jatinegara
GH0419 | 309.12.BF | EGA | PB Trafo | 2011 | Jatinegara
GH0164 | CI-2015-W16-3-0052 | Schneider | LBS | 2015 | Jatinegara
KDR231 | 0208-15-213 | EGA | LBS | 2015 | Cengkareng
JR185 | C1-2014-W-48-3-0041 | SCHNEIDER SM6 | LBS | 2014 | Pondok Gede
JR185 | C1-2014-W-48-3-0022 | SCHNEIDER SM6 | LBS | 2014 | Pondok Gede
BC358 | 28235/119/12/01EG | GAE | LBS | 2012 | Cengkareng
CK19 | 1568.13.BL | EGA | LBS | 2013 | Marunda
JS93 | 0581.17.214 | EGA | LBS | 2017 | Pondok Gede
CB33 | S.9503377 | MERLIN GERIN SM6 | PB |  | Ciracas
CRC5 | SM.1013056 CI | SCHNEIDER SM6 | LBS |  | Ciracas
GH0027 | - | GAE GLS | LBS |  | Marunda
JR115 | 1575.13.BL | EGA | LBS | 2013 | Ciracas
CK190 | - | EGA | LBS |  | Marunda
MK493P | MK493P-C1-2015-W42-4-0025 | SCHNEIDER | LBS | 2015 | Bandengan
MK493P | MK493P-C1-2016-W06-2-0026 | SCHNEIDER | LBS | 2016 | Bandengan
MK493P | MK493P-C1-2016-W04-4-0009 | SCHNEIDER | PB | 2016 | Bandengan
KJ89B | CI-2016-W12-6-0036 | MG | PB | 2016 | Kebon Jeruk
K19B | CI-2016-W22-4-0063 | SCHNEIDER | LBS MOTORIZE | 2016 | Jatinegara
BK203 | CI2015W340011 | SCHNEIDER SM6 | LBS | 2015 | Marunda
BK196 | 0795-15-209 | EGA | LBS | 2015 | Marunda
BK196 | 0817-15-209 | EGA | LBS | 2015 | Marunda
BK196 | 8715214 | EGA | PB | 2015 | Marunda
CK229 | 0146.15.212 | EGA | LBS | 2015 | Marunda
CK229 | 0271.15.214 | EGA | PB | 2015 | Marunda
BC47B | - | MG VERCORS M6 | PB |  | Cengkareng
CKG15 | SM0703580 | M.GERLIN | PGC |  | Cengkareng
MN5 | CI.2015.W44.4.0054 | SCHNEIDER SM6 | LBS | 2015 | Ciracas
BT338 | 0565-15-213 | EGA | LBS | 2015 | Bintaro
CN112 | CL.2016-1004-3-0044 | SCHNEIDER (MTRS) | LBS (MOTORISE) | 2016 | Ciputat
CN112 | CL.2015-1045-2-0034 | schneider | LBS | 2015 | Ciputat
CN112 | CL.2016-1004-3-0021 | schneider | PB | 2016 | Ciputat
KDR252 | CI-2016-W17-1-0002 | SCHNEIDER | LBS | 2016 | Cengkareng
KDR252 | CI-2016-W18-3-0016 | SCHNEIDER | PB | 2016 | Cengkareng
KDR261 | 0370.16.216 | EGA | PGC | 2016 | Cengkareng
KB88A | 0 | EGA | PB |  | Bulungan
GD20D | CI.2016.W12.6.0039 | SCHNEIDER SM6 | LBS |  | Ciracas
GD20D | CI.2016.W26.6.0002 | SCHNEIDER SM6 | LBS |  | Ciracas
CP505 | C1-2016-W17-4-0040 | SCHNEIDER | PB TRAFO | 2016 | Ciputat
GD163 | 1672.17.213 | EGA | LBS |  | Ciracas
GD8A | 0303.15.212 | EGA | PB | 2015 | Ciracas
GD8C | CI.2016.W25.4.0041 | SCHNEIDER SM6 | LBS | 2016 | Ciracas
GD8C | CI.2016.W35.2.0029 | SCHNEIDER SM6 | PB | 2016 | Ciracas
CP504 | - | EGA | PB TRAFO | 2016 | Ciputat
RG191 | RG191 | EGA | LBS-1 |  | Lenteng Agung
JGK21 | 0294-16-212 | EGA | LBS-1 |  | Lenteng Agung
JGK21 | 0292-16-214 | EGA | PB-1 |  | Lenteng Agung
JGK20 | C1-2016-W34-6-0014 | SCHENEIDER | LBS-1 |  | Lenteng Agung
JGK20 | C1-2016-W48-2-0014 | SCHNEIDER | PB-1 |  | Lenteng Agung
CD372 | 0451.16.212 | EGA | LBS | 2016 | Bintaro
CD365 | 0896.16.213 | EGA | LBS | 2016 | Bintaro
CD365 | 0225.16.214 | EGA | PB | 2016 | Bintaro
MP223 | 0 | EGA | LBS MOTORIZE |  | Bulungan
MP223 | 0 | EGA | LBS MOTORIZE |  | Bulungan
T412 | 0837.16.213 | EGA | LBS MOTORIZE | 2016 | Menteng
T412 | 0358.16.216 | EGA | CBOM | 2016 | Menteng
PM194A | PM 194A | SCHNEIDER | LBS-1 |  | Lenteng Agung
PM194A | PM 194A | MERLIN GERIN | LBS-2 |  | Lenteng Agung
PM194A | PM 194A | SCHNEIDER | PB-1 |  | Lenteng Agung
KJ384 | 0391.16.212 | EGA | MOTORIZED | 2016 | Kebon Jeruk
KJ384 | 1369.16.213 | EGA | NON MOTORIZED | 2016 | Kebon Jeruk
KJ384 | 0398.16.216 | EGA | CBOM | 2016 | Kebon Jeruk
RG162 | RG 162 | GAE | LBS-1 |  | Lenteng Agung
PDR7 | CI-2016-W35-4-0060 | SCHNEIDER | LBS | 2016 | Pondok Gede
PDR7 | CI-2016-W24-5-0041 | SCHNEIDER | LBS | 2016 | Pondok Gede
PDR7 | CI-2016-W48-2-0051 | SCHNEIDER | PB | 2016 | Pondok Gede
BDU14 | 38416218 | EGA | CBOM 3 |  | Bandengan
KB16P | 0 | SCHNEIDER | PB2 |  | Bulungan
KM82 | CI-2015-W38-2-0007 | SCHNEIDER | CBOM | 2015 | Jatinegara
PL199 | 0429.14.209 | EGA | LBS | 2014 | Pondok Kopi
T382P | 30014209 | EGA | PMT | 2014 | Menteng
T382P | 70414209 | EGA | PMT | 2014 | Menteng
GD13 | 0299.19.214 | EGA | PB | 2019 | Ciracas
GD13 | 0171.19.212 | EGA | LBS | 2019 | Ciracas
GD165 | CV.06-5143/003 | SIEMENS | LBS | 1993 | Ciracas
KN89 | 123591 | SCHNEIDER | PB | 2014 | Menteng
GD293P | 0512.14.209 | EGA | LBS | 2014 | Ciracas
CB111P | 13.0225 | ABB UNISWITCH | LBS | 2013 | Ciracas
GD18B | - | FLUOMATIC | LBS |  | Ciracas
GD18B | - | FLUOMATIC | PB |  | Ciracas
GD18B | 526 | FLUOKIT M | PB |  | Ciracas
GD58 | CI.2012.W42.7.0006 | SCHNEIDER SM6 | LBS |  | Ciracas
GD368 | 13.1384 | ABB UNISWITCH | PB |  | Ciracas
D50 | D 50 | MERLIN GERIN | PMT |  | Menteng
KDR201 | 123456 | ABB | PB |  | Cengkareng
CN95 | SN.C1.2014.W11-2-0022 | SCHENEIDER | LBS MOTORIZE | 2014 | Ciputat
GD54 | CI.2018.W29.5.0026 | SCHNEIDER SM6 | LBS | 2018 | Ciracas
GD96 | T73005442627.0053 | SIEMENS | LBS | 2017 | Ciracas
GD76 | 19552 | GAE | LBS | 2004 | Ciracas
GD230 | CI.2013-W16-2-0019 | SCHENEIDER SM6 | PGC |  | Ciracas
GD269 | 0429.15.213 | EGA | LBS | 2015 | Ciracas
K219B | K 219B | MERLIN GERIN / SM6 | PMT |  | Menteng
KG439 | 0590.15.209 | EGA | LBS MOTORIZE | 2015 | Tanjung Priok
GD295 | SM.117062 CI | SCHNEIDER SM6 | LBS |  | Ciracas
PK297 | 0720.15.209 | EGA | LBS MOTORIZE | 2015 | Tanjung Priok
BK191 | - | SCHNEIDER SM6 | PGC |  | Marunda
CK217 | 2333 | EGA | PB TRAFO |  | Marunda
KG223 | SM1040057CI | SCHNEIDER | PGC |  | Marunda
BK189 | 0300.18.214 | EGA | PB | 2018 | Marunda
BT323 | C1-2015-W29-1-0025 | SCHNEIDER | PB | 2015 | Bintaro
BT324 | C1-2015-W26-5-0018 | SCHNEIDER | LBS | 2015 | Bintaro
BT324 | C1-2015-W29-3-0017 | SCHNEIDER | LBS | 2015 | Bintaro
CD356 | C1-2015-W23-5-0046 | SCHNEIDER | LBS | 2015 | Bintaro
CD356 | 0205-15-212 | EGA | LBS | 2015 | Bintaro
KJ220 | 13.0223 | ABB | LBS | 2013 | Bintaro
KJ373 | 0457.15.212 | EGA | LBS MOTORIZED | 2015 | Kebon Jeruk
KJ373 | 0611.15.213 | EGA | LBS MANUAL | 2015 | Kebon Jeruk
KJ373 | 0347.15.214 | EGA | PB TRAFO | 2015 | Kebon Jeruk
KDR240 | CI-2015-W42-5-0012 | SCHNEIDER | LBS | 2015 | Cengkareng
KDR240 | CI-2015-W43-6-0007 | SCHNEIDER | LBS MOT | 2015 | Cengkareng
MP218 | 0 | SCHNEIDER | LBS |  | Bulungan
MP218 | 0 | SCHNEIDER | LBS |  | Bulungan
A158 | A158-01 | SCHNEIDER SM6 | PB |  | Bandengan
KB595 | C1-2015-W37-2-0016 | SCHNEIDER | LBS |  | Bulungan
MP217 | C1-2015-W26-4-0055 | SCHNEIDER | LBS |  | Bulungan
GH0143 | GH143-SCHNEIDER | SCHNEIDER | LBS |  | Bandengan
CP484 | 0537-15-213 | GAE | LBS |  | Ciputat
CP484 | 0387-15-212 | GAE | LBS |  | Ciputat
CP484 | 0298-15-214 | GAE | PB |  | Ciputat
TD383 | - | GAE | LBS | 2011 | Ciputat
TD383 | - | GAE | LBS | 2011 | Ciputat
CP481 | CL2016.W02.2.0012 | schneider | LBS | 2016 | Ciputat
D350 | CI-2014-W38-1-0037 | SCHNEIDER | PMT | 2018 | Menteng
GD365P | SM.0802021 | SCHNEIDER SM6 | PB | 2008 | Ciracas
GD385P | 0690.14.209 | GAE | LBS | 2014 | Ciracas
MP223 | 0 | SCHNEIDER | PB2 |  | Bulungan
E379 | E379.1 | SCHNEIDER | LBS | 2016 | Kramat Jati
KJ390 | 0218-16-212 | EGA | LBS MANUAL | 2016 | Kebon Jeruk
KJ390 | 1479-16-213 | EGA | LBS MOTORIZED | 2016 | Kebon Jeruk
K301 | CI-2016-W23-4-0038 | SCHNEIDER | PMT | 2016 | Menteng
K301 | CI-2016-W35-2-0066 | SCHNEIDER | CBOM | 2016 | Menteng
PM18C | 1471.16.213 | EGA | LBS | 2016 | Jatinegara
PM18C | 0410.16.214 | EGA | PB | 2016 | Jatinegara
PM165C | PM165C | EGA | PB-1 |  | Lenteng Agung
PM165C | PM165C | EGA | PB-2 |  | Lenteng Agung
PM165C | PM165C | EGA | LBS-1 |  | Lenteng Agung
PM165C | PM165C | EGA | LBS-2 |  | Lenteng Agung
PM206 | PM 206 | SCHNEIDER | PB-2 |  | Lenteng Agung
PK56 | 1 | SCHNEIDER SM6 | LBS |  | Marunda
PK68 | 3 | SCHNEIDER SM6 | PB 1 |  | Marunda
PK53N | 4 | SCHNEIDER SM6 | PB 2 |  | Marunda
D389 | 63083 | ORMAZABAR | LBS MOT | 2019 | Menteng
KN241 | - | SCHNEIDER | PMT |  | Menteng
KN241 | - | SCHNEIDER | CBOM |  | Menteng
RG200 | 21616212 | EGA | LBS-1 | 2016 | Lenteng Agung
RG200 | CI-2016-W45-5-0050 | SCHNEIDER | LBS-2 | 2016 | Lenteng Agung
RG200 | CI-2016-W45-3-0050 | SCHNEIDER | PB-1 |  | Lenteng Agung
RG200 | CI-2016-W45-2-0050 | SCHNEIDER | PB-2 |  | Lenteng Agung
KDR268 | 59116212 | EGA | LBS | 2016 | Cengkareng
KDR268 | 153816213 | EGA | LBS MOT | 2016 | Cengkareng
KDR268 | 40716214 | EGA | PB | 2016 | Cengkareng
KDR247 | CI.2016-W34-4-0052 | SCHNEIDER | LBS | 2016 | Cengkareng
KDR247 | 155-916-213 | EGA | LBS MOT | 2016 | Cengkareng
KDR247 | CI.2016-W34-4-0039 | SCHNEIDER | CBOG | 2016 | Cengkareng
CD345 | 1462.16.213 | EGA | LBS | 2016 | Bintaro
CD345 | 0237.16.212 | EGA | LBS | 2016 | Bintaro
CD345 | 0388.16.214 | EGA | PB | 2016 | Bintaro
CD388 | 0230.16.212 | EGA | LBS | 2016 | Bintaro
CD388 | 0270.16.212 | EGA | LBS | 2016 | Bintaro
CD388 | 0403.16.214 | EGA | PB | 2016 | Bintaro
CD386 | 0231.16.212 | EGA | LBS | 2016 | Bintaro
CD386 | 0251.16.212 | EGA | LBS | 2016 | Bintaro
CD386 | 0411.16.214 | EGA | PB | 2016 | Bintaro
BT352 | 0232.16.212 | EGA | LBS | 2016 | Bintaro
BT352 | 0272.16.212 | EGA | LBS | 2016 | Bintaro
BT352 | 0373.16.214 | EGA | PB | 2016 | Bintaro
PK44 | W35-1-0051 | SCHNEIDER SM6 | LBS | 2016 | Marunda
PK44 | 154816213 | EGA | LBS | 2016 | Marunda
PK44 | 0405.16.214 | EGA | PB 1 | 2016 | Marunda
PK44 | 0441.16.214 | EGA | PB 2 | 2016 | Marunda
CK38 | 0446.15.213 | EGA | LBS | 2016 | Marunda
D319 | - | ABB | PMT |  | Menteng
T381P | 306 | EGA | PB | 2014 | Menteng
KG436 | 1962 | FLUOKIT M | PB TRAFO | 2002 | Tanjung Priok
T383P | 0336-14-211 | EGA | PMT | 2014 | Menteng
T381P | 433 | EGA | PMT | 2014 | Menteng
T381P | 691 | EGA | PMT | 2014 | Menteng
KDR33 | 123456 | MG SM6 | PB |  | Cengkareng
KDR33 | 123456 | MG SM6 | LBS |  | Cengkareng
CN97 | 29314209 | EGA | LBS MOTORIZE | 2014 | Ciputat
BTC6 | CI-2015-W52-1--0021 | SCHNEIDER | PGC | 2015 | Cengkareng
KCP4 | 0023.15.211 | EGA | PB | 2015 | Cempaka Putih
KCP4 | 0068.15.209 | EGA | LBS | 2015 | Cempaka Putih
D309 | D 309 | FLOUKIT M | PMT |  | Menteng
TA93 | 123456 | MG SM6 | PB |  | Cengkareng
KDR223 | 0304-15-209 | EGA | PB | 2015 | Cengkareng
T397 | CI-2015-W15-3-0022 | SCHNEIDER | CBOM | 2015 | Menteng
KDR221 | 0206.15.213 | EGA | LBS | 2015 | Cengkareng
BC178 | 123456 | SCHINEIDER | PGC | 2015 | Cengkareng
K293P | 0422-15-209 | EGA | PMT | 2015 | Menteng
CN15 | - | UNINDO | PB | 1992 | Ciputat
GD323P | SM.1040076 CI | SCHNEIDER SM6 | LBS |  | Ciracas
CB78 | 500411660/5011-18 | ABB SAFEPLUS | LBS | 2011 | Ciracas
CB78 | 500411660/5001-25 | ABB SAFEPLUS | LBS | 2011 | Ciracas
CKG62 | 1021017 | ABB | PB | 2016 | Cengkareng
GD269 | CI.2015.W33.3.0028 | SCHNEIDER SM6 | PGC | 2015 | Ciracas
GD285P | SB.2011.W22.0024 | MERLIN GERIN RM6 | LBS | 2011 | Ciracas
KJ350 | C1-2014-W49-3-0043 | SCHENEIDER | LBS MOTORIZED | 2014 | Kebon Jeruk
CB72 | SM.1036161 CI | SCHENEIDER SM6 | LBS | 2010 | Ciracas
CB72 | 0078.21.214 | EGA | PB | 2021 | Ciracas
CN96 | C1.2014-W48-5-0015 | SCHENEIDER | LBS MOTORIZE | 2014 | Ciputat
GD93 | T730054426270035 | SIEMENS | LBS |  | Ciracas
D190 | - | SCHNEIDER | LBA | 2016 | Menteng
GD310 | SM.1012042 CI | SCHENEIDER SM6 | PB | 2010 | Ciracas
CP35P | - | ABB | PB |  | Ciputat
CP35P | - | SCHNEIDER | LBS |  | Ciputat
GD402 | CI.2015-W28-4-0015 | SCHNEIDER SM6 | PB | 2015 | Ciracas
GD402 | CI.2015-W26-4-004 | SCHNEIDER SM6 | LBS | 2015 | Ciracas
JTG6 | 13.0241 | ABB | LBS | 2013 | Pondok Gede
JTG6 | 13.0215 | ABB | PB | 2013 | Pondok Gede
JR5 | 1399-13-BF / 2013 | EGA | PB | 2013 | Pondok Gede
JW62 | 1771-13-BF/2013 | EGA | PB | 2013 | Pondok Gede
GD100 | SM.9606889 | MERLIN GERIN SM6 | PT | 1996 | Ciracas
GD100 | 95110922 | MERLIN GERIN SM6 | PGC | 1995 | Ciracas
GD265P | 20022083040009 | ABB | LBS | 2002 | Ciracas
GD265P | 20022083040009 | ABB | LBS | 2002 | Ciracas
GD265P | 20022083040009 | ABB | PB | 2002 | Ciracas
GD327 | SB.2011-W20-6-0081 | SCHENEIDER RM6 | PB | 2011 | Ciracas
GD238 | CV.06-5145/011 | SIEMENS | LBS | 1993 | Ciracas
GD238 | CV.06-5145/011 | SIEMENS | PB | 1993 | Ciracas
GD277P | - | MERLIN GERIN RM6 | PB |  | Ciracas
KB334 | 0 | SCHNEIDER | PMT |  | Bulungan
CP462 | C1.2014-W47-3-0010 | SCHENEIDER | LBS | 2014 | Ciputat
CP463 | 0489-15-209 | EGA | LBS | 2015 | Ciputat
PGL32 | 0199.15.214 | EGA | PB | 2015 | Pondok Kopi
CD355 | 0370-15-213 | EGA | LBS | 2015 | Bintaro
CD355 | 0101-15-212 | EGA | LBS | 2015 | Bintaro
GH0371 | SN. 128021213 | EGA | LBS MOTORIZE | 2021 | Cengkareng
GH0371 | C1-2014-W29-5-0020 | SCHNEIDER | LBS | 2014 | Cengkareng
BC193 | 437.1821 | EGA | PB | 2018 | Cengkareng
BDU17P | BDU17P-C1-2015-W42-5-0011 | SCHNEIDER | LBS MOTORIZED | 2015 | Bandengan
PL218 | 0322.15.214 | EGA | PB | 2015 | Pondok Kopi
KDR172 | 1397.13.BF | EGA | PB | 2013 | Cengkareng
BC179 | CI-2015-W34-3-0050 | SCHNEIDER | PB1 | 2015 | Cengkareng
KN228 | 0415-15-209 | EGA | PMT |  | Menteng
DT108 | DT108 | SCHENEIDER | LBS-1 |  | Lenteng Agung
DT107 | DT107 | SCHENEIDER | LBS-1 |  | Lenteng Agung
CD379 | C1 2015-W42-3-0017 | SCHNEIDER | LBS | 2015 | Bintaro
CKG154PAT | CI-2016-W19-3-0016 | SCHNEIDER | PB | 2016 | Cengkareng
CN118 | C1-2016-W25-2-0010 | SCHENEIDER SM 6 | LBS (MOTORISE) | 2016 | Ciputat
CN118 | - | SCHENEIDER SM 6 | LBS | 2016 | Ciputat
CN118 | - | SCHENEIDER SM 6 | PB | 2016 | Ciputat
GD271 | CI.2016.W23.1.0025 | SCHNEIDER SM6 | LBS |  | Ciracas
GD271 | CI.2015.W44.2.0004 | SCHNEIDER SM6 | LBS |  | Ciracas
GD271 | CI.2016.W08.1.0012 | SCHNEIDER SM6 | PGC |  | Ciracas
KCP4 | 0120.15.209 | EGA | LBS | 2015 | Cempaka Putih
KG436 | 0022.15.209 | EGA | LBS MOTORIZE | 2014 | Tanjung Priok
P87 | P 87 | CONTACT PLASMA | PMT |  | Menteng
P87 | P 87 | CONTACT PLASMA | PGC |  | Menteng
PG434 | CI-2014-W45-6-0006 | SCHNEIDER | CBOM | 2014 | Cempaka Putih
CB78 | 500411660/2021-01 | ABB SAFEPLUS | PB | 2011 | Ciracas
CB82 | 500411660/7011-22 | ABB SAFEPLUS | LBS | 2011 | Ciracas
E75A | CI.2019.W35.2.0031 | SCHNEIDER SM6 | LBS | 2017 | Ciracas
GD332P | SB.2011-W16-5-0047 | SCHENEIDER RM6 | LBS | 2011 | Ciracas
GD330P | SB.2010-W46-4-0094 | SCHENEIDER RM6 | PB | 2010 | Ciracas
GD93 | T730054426270001 | SIEMENS | LBS |  | Ciracas
S143 | W49-2-0047 | SCHNEIDER | PMT | 2014 | Menteng
S143 | W24-6-0008 | SCHNEIDER | PMT | 2014 | Menteng
D365 | - | EGA | PMT | 2017 | Menteng
GD310 | SM.1013011 CI | SCHENEIDER SM6 | LBS | 2010 | Ciracas
D319 | - | ABB | PB |  | Menteng
GD388P | 0080-15-209 | EGA | LBS | 2015 | Ciracas
P87 | P 87 | CONTACT PLASMA | PMT |  | Menteng
PG434 | CI-2014-W49-2-0044 | SCHNEIDER | LBS | 2014 | Cempaka Putih
CKG130 | - | EGA | LBS | 2015 | Cengkareng
GD166 | SM.0200127 | MERLIN GERIN SM6 | PB |  | Ciracas
S81 | S 81 | GAE | PMT |  | Menteng
GD301P | SM.1117213 CI | SCHNEIDER SM6 | PB |  | Ciracas
GD150 | 2619.17.213 | EGA | LBS | 2017 | Ciracas
BDU8 | - | SCHNEIDER | CBOM1 | 2013 | Bandengan
KJ83 | CI - 2016 - W21 - 5 - 006 | C.PLASMA | LBS | 2016 | Kebon Jeruk
SP120B | 16616214 | EGA | PB | 2016 | Kebon Jeruk
RG43 | RG 43 | SCHNEIDER | PB-1 |  | Lenteng Agung
CGR27 | CGR 27 | SCHNEIDER | PB-2 |  | Lenteng Agung
E415 | E415_0930-16-212 | EGA | LBS (MOTORIZE) | 2018 | Kramat Jati
E416 | E416_933-16-213 | EGA | LBS (MOTORIZE) | 2016 | Kramat Jati
MD102 | - | SCHNEIDER SM6 | PGC |  | Marunda
MK78 | 13.0321 | EGA | PB | 2013 | Bandengan
BDS3 | BDS 3-03 | EGA | PB |  | Bandengan
MK157 | LBS 1-MK 157 | ULUSOY | LBS |  | Bandengan
PG316 | 3751.17.213 | EGA | LBS | 2017 | Pondok Kopi
PG316 | 0184.19.213 | EGA | LBS | 2019 | Pondok Kopi
PL190 | 3122.13.BL | EGA | LBS | 2014 | Pondok Kopi
PL190 | 3708.13.BL | EGA | LBS | 2013 | Pondok Kopi
CP357 | - | SCHNEIDER | LBS |  | Ciputat
CP390 | - | GAE | LBS |  | Ciputat
CP390 | - | GAE | LBS |  | Ciputat
CP390 | - | GAE | PB |  | Ciputat
CP357 | - | SCHNEIDER | LBS |  | Ciputat
CP121 | - | UNINDO | LBS |  | Ciputat
CB101P | 13.1407 | ABB UNISWITCH | PB |  | Ciracas
TA166 | 13.1038 | ABB | LBS MOT | 2013 | Cengkareng
PM233 | PM 233 | SCHNEIDER | CBOG-1 |  | Lenteng Agung
JR92P | 3615.13.BL | EGA | LBS |  | Ciracas
PL204 | 0467.15.209 | EGA | LBS | 2015 | Pondok Kopi
RG196 | C1-2016-W33-7-0006 | SCHENEIDER | PB-1 |  | Lenteng Agung
CGR41 | C1-2016-W34-2-0033 | SCHENEIDER | PB-1 |  | Lenteng Agung
MK367 | C1-2015-W34-3-0051 | SCHNEIDER | PB |  | Bandengan
MN19 | 1034110029 | SCHNEIDER | LBS | 2015 | Kramat Jati
PG225 | PG225 | SM6 | PGC |  | Cempaka Putih
KJ61CKR | 1005.13.BF | EGA | PB | 2013 | Cengkareng
KM22 | CI-2015-W33-3-0034 | SCHNEIDER | CBOM | 2015 | Jatinegara
SN100 | C1.2018.W03.4.0021 | SCHNEIDER | PB2 | 2018 | Bulungan
RG196 | C1-2016-W34-1-0040 | SCHNAIDER | LBS-1 |  | Lenteng Agung
RG196 | C1-2016-W32-3-0038 | SCHNEIDER MR | LBS-2 |  | Lenteng Agung
GD8A | 0231.15.214 | EGA | LBS | 2015 | Ciracas
GNS21 | GNS21-039616216 | EGA | CBOM | 2016 | Bandengan
CNK19 | - | SCHENEIDER SM 6 | PB | 2016 | Ciputat
KDR226 | 0040-15-214 | EGA | PB | 2015 | Cengkareng
CP477 | C1.2015-W30-4-007 | SCHENEIDER | LBS | 2015 | Ciputat
PIK29 | PIK29-01-078115209 | EGA | LBS |  | Bandengan
PIK29 | PIK29-03-007615209 | EGA | PB |  | Bandengan
KB59 | 0737.15.2009 | EGA | LBS | 2015 | Jatinegara
MK396 | MK396-B1-5 | TRAFINDO | B1 |  | Bandengan
MK483 | 27839/036/13/03/EG | GAE | CBOM |  | Bandengan
GD386 | 25314209 | EGA | LBS | 2014 | Ciracas
GD106 | CV.733362-000190/003 | SIEMENS | PGC |  | Ciracas
GD106 | - | SIEMENS | LBS |  | Ciracas
GD106 | 1574.13.BL | EGA | LBS |  | Ciracas
JW67 | CI2014-W27-4-0009 | SCHNEIDER | LBS MOTORIZE | 2014 | Pondok Gede
GD76A | SM.9605363 | MG SM6 | PB | 1996 | Ciracas
D351 | W40-1-0019 | SCHNEIDER | CBOM | 2014 | Menteng
DT99 | 0413.14.209 | EGA | LBS-1 |  | Lenteng Agung
T132 | 123 | FLUOKIT M | PT |  | Menteng
T132 | 123 | FLUOKIT M | PGDB |  | Menteng
TP112 | 0434.14.209 | EGA | PMT | 2014 | Cempaka Putih
D350 | - | SCHNEIDER | CBO | 2017 | Menteng
GD24 | CI.2018.W29.1.0006 | SCHNEIDER SM6 | LBS | 2018 | Ciracas
JR182 | 0268.15.209 | EGA | LBS | 2015 | Pondok Gede
JR182 | 0324.15.211 | EGA | LBS | 2015 | Pondok Gede
CP461 | 0115-15-209 | EGA | LBS | 2015 | Ciputat
CP461 | 0011.15-219 | EGA | PB | 2015 | Ciputat
KDR208 | CL-2014-W50-2-0021 | SCHNEIDER | LBS | 2014 | Cengkareng
GD333 | 500411660/5001-24 | ABB SAFEPLUS | LBS |  | Ciracas
GD374 | 13.0223 | ABB UNISWITCH | LBS | 2013 | Ciracas
CP478 | C1.2015-W33-6-0020 | SCHENEIDER | CBOM/CBOG | 2015 | Ciputat
TD178 | 129812 | ABB | LBS |  | Ciputat
BDU13G | BDU13G | EGA | PB |  | Bandengan
K297 | 50 | SCHNEIDER | PMT | 2015 | Menteng
BDU12G | BDU12G/0074-15-211/PB | EGA | PB |  | Bandengan
GD163 | CI.2019.W21.4.0011 | SCHNEIDER SM6 | PB |  | Ciracas
T410 | 0366.15.212 | EGA | PMT | 2016 | Menteng
T410 | 368.16.216 | EGA | CBOM | 2016 | Menteng
GD250 | 0207.16.213 | EGA | LBS | 2016 | Ciracas
GD373P | 2840.13.BL | EGA | LBS | 2013 | Ciracas
GD373P | 2866.13.BL | EGA | LBS | 2013 | Ciracas
RG199 | CI-2013-W46-3-0002 | SCHNEIDER | LBS-2 | 2013 | Lenteng Agung
K215 | 1390.16.213 | EGA | LBS MOTORIZED | 2016 | Jatinegara
KJ385 | 0234.16.212 | EGA | LBS MANUAL | 2016 | Kebon Jeruk
KJ385 | 1541.16.213 | EGA | LBS MOTORIZED | 2016 | Kebon Jeruk
KJ385 | C1-2016-W48-2-0046 | SCHENEIDER | PB TRAFO | 2016 | Kebon Jeruk
KJ387 | 0491.16.212 | EGA | LBS MANUAL | 2016 | Kebon Jeruk
KB600 | 0 | SCHNEIDER | LBS MOTORIZE |  | Bulungan
KDR217P | 0404.15.209 | EGA | LBS MOT | 2015 | Cengkareng
KDR218R | 3753-13 BL | EGA | LBS | 2015 | Cengkareng
KDR218R | 0362.15.211 | EGA | PB | 2015 | Cengkareng
S145P | 0559-15.209 | EGA | PMT | 2015 | Menteng
S145P | 0254-15.211 | EGA | PB | 2015 | Menteng
CKG140 | 0237-15-211 | EGA | PB | 2015 | Cengkareng
T380P | T 380P | EGA | PMT |  | Menteng
CB79 | 0015.15.211 | EGA | LBS |  | Ciracas
CB117 | 1350.13.BF | EGA | PB |  | Ciracas
K3D | K 3D | SIEMENS | PB |  | Menteng
KDR103 | 136485 | ABB | PB | 2013 | Cengkareng
GD387 | 1637.17.213 | EGA | LBS | 2017 | Ciracas
GD391 | 0151.15.211 | EGA | PB | 2015 | Ciracas
KDR220 | 0438-15-208 | EGA | LBS | 2015 | Cengkareng
GH0239 | CI-2015-W23-1-0012 | SCHNEIDER | LBS MOTORIZE | 2015 | Jatinegara
KDR233 | 883460-00070/005-J.02 | SIEMENS | LBS2 MOT | 2015 | Cengkareng
CKG147 | 0032-15-214 | EGA | PB | 2015 | Cengkareng
CK190 | - | EGA | LBS |  | Marunda
KDR28 | 1683-13-BF | EGA | PB | 2013 | Cengkareng
DK181 | 123456 | SCHNEIDER | PGC |  | Cengkareng
DK181 | 123456 | MG | B1 |  | Cengkareng
CB43 | 20032129020006 | ABB | LBS |  | Ciracas
CP195 | - | MERLIN GERIN | LBS |  | Ciputat
CP195 | - | MERLIN GERIN | LBS |  | Ciputat
KDR102 | 0404.18.212 | EGA | LBS | 2016 | Cengkareng
AB276 | CI-2014-WI2-2-0009 | Schneider SM6 | LBS | 2014 | Bandengan
AB276 | CI-2014-W36-3-0021 | Schneider SM6 | LBS | 2014 | Bandengan
GD25 | 0030.21.234 | EGA | LBS | 2021 | Ciracas
GD332P | SB.2011-W21-6-0010 | SCHENEIDER RM6 | PB | 2011 | Ciracas
GD199P | 500411660/5011-03 | ABB SAFEPLUS | LBS | 2011 | Ciracas
B174 | B 174 PB | EGA | PB |  | Bandengan
CN105 | C1.2014-W27-5-0022 | SCHENEIDER | LBS | 2014 | Ciputat
KJ365 | C1-2015-0774-15-209 | SCHENEIDER | LBS MOTORIZED | 2015 | Kebon Jeruk
GD223 | 0263.15.209 | EGA | LBS | 2015 | Ciracas
CD347 | 0370-15-209 | EGA | LBS | 2015 | Bintaro
GD383 | 0229-14-209 | EGA | LBS |  | Ciracas
GD336P | 0155.15.209 | EGA | LBS | 2015 | Ciracas
MK229 | 1178 | FLUOKIT M | PB | 1997 | Cengkareng
BT322 | C1.2014.W48.2.0019 | SCHNEIDER | LBS | 2014 | Bintaro
BT322 | C1.2015.W11.3.0008 | SCHNEIDER | PGC | 2015 | Bintaro
P76N | P 76N | FLOUKIT M | PT |  | Menteng
KDR216 | 0385-15-209 | EGA | LBS | 2015 | Cengkareng
PG23 | PG 23 | MG | PGDB |  | Cempaka Putih
CB117 | CI.2014.W056.0015 | SCHNEIDER SM6 | LBS |  | Ciracas
PG189 | PG 189 | KIT 25 | B1 |  | Cempaka Putih
JS206 | 0699.14.209 | EGA | LBS |  | Pondok Gede
PRG5P | 0292.15.209 | EGA | LBS |  | Ciracas
KPK38G | 0194.15.209 | EGA | LBS | 2015 | Bandengan
PS188 | 0454-15-209 | EGA | PMT | 2015 | Cempaka Putih
PS188 | 0272-15-211 | EGA | PB TRAFO | 2015 | Cempaka Putih
PL220 | 0025.16.214 | EGA | PB | 2016 | Pondok Kopi
SD232 | 0741.15.209 | EGA | LBS MOTORIZE | 2015 | Tanjung Priok
DK63 | 123456 | FLUOMATIC | LBS |  | Cengkareng
RG182 | 0487.15.209 | EGA | LBS-1 |  | Lenteng Agung
D355P | 19030 | GAE | PMT | 2015 | Menteng
D355P | 23677 | GAE | PB | 2015 | Menteng
MB100 | MB 100-C1-2015-W16-3-0015 | SCHNEIDER | LBS 1 | 2015 | Bandengan
MB100 | MB 100-C1-2015-W16-1-0031 | SCHNEIDER | LBS 2 | 2015 | Bandengan
CD352 | 0626-15-209 | EGA | LBS | 2015 | Bintaro
CD352 | 0702-15-209 | EGA | LBS | 2015 | Bintaro
SC5P | 0495-15-209 | EGA | PMT MOTORIZE | 2015 | Cempaka Putih
RM81P | 0422-15-211 | EGA | PB | 2015 | Cempaka Putih
MK488P | MK 488P-0643.15.209 | EGA | LBS 1 | 2015 | Bandengan
JS225 | C1-2015-W16-3-0051 | SCHNEIDER | LBS | 2015 | Pondok Gede
KDR223 | 0388-15-209 | EGA | LBS | 2015 | Cengkareng
GD392 | 0182.15.211 | EGA | PB | 2015 | Ciracas
CD359 | C1.2014.W25.5.0001 | SCHNEIDER | LBS | 2014 | Bintaro
DT98 | 077.14.211 | EGA | PB-1 |  | Lenteng Agung
GD323P | SM.1037039 CI | SCHNEIDER SM6 | LBS |  | Ciracas
GD323P | SM.1036153 CI | SCHNEIDER SM6 | PB |  | Ciracas
PIK27G | PIK 27G- 0530-15-209 | EGA | LBS | 2015 | Bandengan
PIK27G | PIK 27G-0279-15-211 | EGA | PB | 2015 | Bandengan
K134 | K 134 | FLOUKIT M | PMT |  | Menteng
K134 | K 134 | FLOUKIT M | PB |  | Menteng
PK297 | 0654.15.209 | EGA | LBS MOTORIZE | 2015 | Tanjung Priok
GD346 | 29539/094/13/03/E6 | GAE | PGC | 2013 | Ciracas
KB307 | 0 | EGA | LBS MOTORIZE |  | Bulungan
BK189 | CI-2018-W21-4-0057 | SCHNEIDER SM6 | CBOM | 2018 | Marunda
CB15P | 0199.15.211 | EGA | PB | 2015 | Ciracas
CP470 | 0798.15.209 | EGA | LBS MOTORIZE | 2015 | Ciputat
CP470 | 0385.15.211 | EGA | PB | 2015 | Ciputat
K182 | CI-2016-W22-6-0017 | SCHNEIDER | LBS MOTORIZE | 2016 | Jatinegara
K182 | CI-2016-W17-2-0054 | SCHNEIDER | LBS | 2016 | Jatinegara
KN233 | SN.CI2016W23.3.000.37 | SCHNEIDER | PMT | 2016 | Menteng
KN233 | SN.CI2016W23.3.0038 | SCHNEIDER | PMT | 2016 | Menteng
KCP9 | C1-2015-W52-3-0005 | EGA | KOPEL | 2019 | Cempaka Putih
KCP9 | C1-2016-W05-4-0022 | EGA | LBS | 2019 | Cempaka Putih
KCP9 | C1-2015-W41-1-0008 | EGA | LBS | 2018 | Cempaka Putih
KJ305 | KJ 305-KJ 213 | ABB | PB | 2013 | Kebon Jeruk
P75 | P75 | EGA | PB |  | Menteng
P75 | P75 | EGA | UKB |  | Menteng
KPK28 | 4-2016-1017-40056 | SCHNEIDER | PB |  | Bandengan
BK209 | CI-2016-W22-0017 | SCHNEIDER SM6 | LBS | 2016 | Marunda
BK209 | CI-2016-W17-0019 | SCHNEIDER SM6 | LBS | 2016 | Marunda
BK209 | CI-2016-W15-6-0044 | SCHNEIDER SM6 | PB | 2016 | Marunda
BK213 | CI-2015-W44-2-0039 | SCHNEIDER SM6 | LBS |  | Marunda
GH0053 | C1-2014-WO85-0007 | SCHNEIDER | PGC | 2014 | Cengkareng
TG62E | - | EGA | LBS |  | Cengkareng
KJ379 | CI-2016-WO3-3-0030 | SCHNEIDER | LBS MANUAL | 2016 | Kebon Jeruk
KJ379 | CI-2016-WO2-1-0020 | SCHNEIDER | LBS | 2016 | Kebon Jeruk
KCP7P | C1-2015-W21-5-0027 | SM 6 | PB | 2015 | Cempaka Putih
KCP7P | C1-2015-W19-4-0043 | SM 6 | LBS | 2015 | Cempaka Putih
D364 | CI-2016-W35-3-0010 | SCHNEIDER | CBOM | 2016 | Menteng
GD20D | CI.2016.W31.6.0006 | SCHNEIDER SM6 | PB |  | Ciracas
TP115 | C1-2015-W32-3-0040 | SCHNEIDER SM6 | PGC | 2015 | Cempaka Putih
T410 | 0879.16.213 | EGA | PMT | 2016 | Menteng
D363 | W23.6.0018 | SCHNEIDER | PMT | 2016 | Menteng
KB74A | 0 | SCHNEIDER | PB2 |  | Bulungan
KN232 | CI.2016-W.03-4-0006 | SCHNEIDER | PMT | 2016 | Menteng
MN19 | - | UNINDO | METERING | 2015 | Kramat Jati
KL1 | 0 | EGA | CBO MOTORIZE |  | Bulungan
BK188 | - | SIEMENS | PB TRAFO |  | Marunda
GD137 | CI.2013.W37.5.0011 | SCHNEIDER SM6 | PGC |  | Ciracas
GD302P | 3332 | UNINDO | PB | 2009 | Ciracas
T389 | CI-2014-W48-2-0024 | SCHNEIDER | CBOM | 2015 | Menteng
GD219P | 1504.13.BF | EGA | LBS | 2013 | Ciracas
GD219P | 1921.13.BL | EGA | LBS | 2013 | Ciracas
JW16 | W26-6-0003 | SCHNEIDER | PB | 2013 | Pondok Gede
DK15 | T73005052683-0217 | SIEMENS | LBS | 2017 | Cengkareng
DK15 | T73005052683-0179 | SIEMENS | LBS | 2017 | Cengkareng
GNS16G | GNS 16G-0531.15.209 | EGA | LBS 1 | 2015 | Bandengan
BC143 | - | EGA | LBS MOT |  | Cengkareng
PG283 | PG 283 | SM 6 | PGC |  | Cempaka Putih
T392P | 2019CSF63045 | ORMAZABAL | LBS FULLY | 2019 | Menteng
GD114 | 1221213 | EGA | LBS | 2021 | Ciracas
KDR212 | C1-2014-W29-4-0013 | SCHNEIDER | LBS | 2014 | Cengkareng
KDR212 | C1-2014-W29-2-0013 | SCHNEIDER | LBS | 2014 | Cengkareng
KDR212 | C1-2014-W36-6-0002 | SCHNEIDER | PB | 2014 | Cengkareng
T394P | 0240-15-211 | EGA | PB | 2015 | Menteng
MK155 | - | KIT 27,2 | LBS | 2016 | Cengkareng
MK155 | - | KIT 27,2 | PB1 | 2016 | Cengkareng
GD137 | 1531.13.BF | EGA | PB |  | Ciracas
GD137 | 1522.13.BF | EGA | PB |  | Ciracas
GD243 | CI.2017W32.2.0016 | SCHNEIDER SM6 | LBS | 2017 | Ciracas
E219 | CV.735500-000110/005 | SIEMENS | LBS | 2004 | Ciracas
E219 | CV.735500-000110/011 | SIEMENS | LBS | 2004 | Ciracas
E219 | CV.735500-00120/004 | SIEMENS | PB | 2004 | Ciracas
GD302P | 12076 | UNINDO | LBS | 2009 | Ciracas
GD276P | 2870.13.BL | EGA | LBS |  | Ciracas
GH0203 |  | EGA | LBS |  | Marunda
GH0176 |  | EGA | LBS |  | Marunda
GD59 | 0236.15.214 | EGA | PB |  | Ciracas
CN106 | C1.2015.W27.2.0049 | SCHENEIDER | LBS | 2015 | Ciputat
CN106 | C1.2015.W23.1.0017 | SCHENEIDER | LBS MOTORIZE | 2015 | Ciputat
KDR222 | 0245.13.213 | EGA | LBS | 2015 | Cengkareng
KDR238 | CI2015-W22-2-0009 | SCHNEIDER | PB | 2015 | Cengkareng
KB593 | 2015-0208-15-214 | EGA | PB |  | Bulungan
GD390 | 0075.15.209 | EGA | LBS | 2015 | Ciracas
MD95 | 812243-000340/020 | SIEMENS | LBS | 2011 | Marunda
MB89 | CI-2016-W8-3-0028 | SCHNEIDER SM 6 | PB |  | Bandengan
D67 | D67-1 | EGA MOTORIS | LBS |  | Cempaka Putih
D67 | D67-3 | EGA | PB |  | Cempaka Putih
BDU21P | BDU21-C1-2015-W48-1-0052 | SCHNEIDER | PB | 2015 | Bandengan
JW73 | c1-2016-w22-3-0042 | schneider sm6 | lbs | 2016 | Pondok Gede
JW73 | c1-2016-w24--5-0042 | schneider sm6 | lbs motorize | 2016 | Pondok Gede
GD68D | CI.2016.W18.4.0001 | SCHNEIDER SM6 | PB |  | Ciracas
KJ368 | 27015213 | EGA | LBS | 2015 | Kebon Jeruk
MK377 | 2015102330018 | SCHNEIDER | PB |  | Bandengan
K74 | CI-2016-W22-6-0018 | SCHNEIDER | LBS MOTORIZE | 2016 | Jatinegara
PL97 | 0602.15.213 | EGA | LBS |  | Pondok Kopi
PL97 | 0399.15.212 | EGA | LBS |  | Pondok Kopi
PIK39 | PIK39-C1-2016-W41-3-0028 | SCHNEIDER | LBS | 2016 | Bandengan
PIK39 | PIK39-C1-2016-W22-3-0013 | SCHNEIDER | LBS | 2016 | Bandengan
BT362 | CI-2016-W25-4-0036 | SCHNEIDER | LBS | 2016 | Bintaro
BDU20 | BDU20-C1-2016-W22-5-0039 | SCHNEIDER SM6 | LBS MANUAL | 2016 | Bandengan
CKG153 | 0925-16-213 | EGA | LBS MOT | 2016 | Cengkareng
CKG153 | 0388-16-216 | EGA | PGC | 2016 | Cengkareng
KDR265 | 41616216 | EGA | LBS | 2016 | Cengkareng
KDR265 | 27916.212 | EGA | LBS MOT | 2016 | Cengkareng
PM354 | 0332-14-209 | EGA | LBS-1 | 2014 | Lenteng Agung
GD392 | 0362.15.209 | EGA | LBS | 2015 | Ciracas
KJ362 | C1-2015-W22-6-0015 | EGA | LBS MOTORIZED | 2015 | Kebon Jeruk
CKG144 | 0046-15-214 | EGA | PB | 2015 | Cengkareng
KP70 | 0301.15.209 | EGA | LBS | 2015 | Marunda
CKG148PAT | CI-2015-W34-2-0036 | SCHNEIDER | PGC | 2015 | Cengkareng
CKG133 | 0225-15-213 | EGA | LBS MOTORIZE | 2015 | Cengkareng
A282 | A 282-CL-2015-W22-3-15-00 | SCHNEIDER | PB 2 | 2015 | Bandengan
CP482 | C1.2015.W21-2.0048 | SCHENEIDER | PB | 2015 | Ciputat
K10A | 0309.45.212 | EGA | LBS | 2015 | Jatinegara
K10A | 0120.15.214 | EGA | PB TRAFO | 2015 | Jatinegara
TB20 | 0296.15.212 | EGA | LBS | 2015 | Jatinegara
TB20 | 024B.15.214 | EGA | PB TRAFO | 2015 | Jatinegara
CKG150 | C1-2017-W20-2-0035 | SCHNEIDER | PGC | 2017 | Cengkareng
RG185 | C1-2015-W24-2-0023 | SCHENEIDER | LBS-1 |  | Lenteng Agung
CK224 | - | SCHNEIDER SM6 | LBS |  | Marunda
RM84 | C1-2014-W27-3-0028 | SCHNEIDER | LBS | 2015 | Cempaka Putih
BC294 | CI-2017-W44-3-0013 | SCHNEIDER | LBS | 2017 | Cengkareng
GD342 | 500411660/9001-23 | ABB SAFEPLUS | LBS | 2011 | Ciracas
GD342 | 500411660/9011-18 | ABB SAFEPLUS | LBS | 2011 | Ciracas
GD359 | 0347.15.209 | EGA | LBS |  | Ciracas
KDR208 | CL-2014-W48-6-0032 | SCHNEIDER | LBS | 2014 | Cengkareng
KDR76 | 1419-20 | ULUSOY | PGC | 2019 | Cengkareng
KDR211 | IDABB420030280 | ABB | PB | 2020 | Cengkareng
NS15 | 123456 | MG | PT |  | Cengkareng
BDS10 | BDS 10-CI-2014-W12-1-0040 | SCHENEIDER SM 6 | LBS-01 |  | Bandengan
MB96 | MB 96-CL-2014-W11-7-0030 | SCHNEIDER | LBS |  | Bandengan
BDU11 | BDU 11 - 069814209/2014 | EGA | LBS 2 |  | Bandengan
GH0061 | - | GAE | LBS |  | Marunda
GH0061 | - | GAE | LBS |  | Marunda
GH0061 | - | GAE | LBS |  | Marunda
GH0061 | - | GAE | LBS |  | Marunda
T390 | CI-2014-W47-2-0047 | SCHNEIDER | PMT | 2014 | Menteng
T390 | CI-2014-W40-5-0002 | SCHNEIDER | CBOM | 2014 | Menteng
CB65P | 1850.18.213 | EGA | LBS | 2018 | Ciracas
KDR209 | 0220-15-209 | EGA | LBS | 2014 | Cengkareng
KDR209 | 0123-15-221 | EGA | PB TRAFO | 2014 | Cengkareng
CB81P | 1566.21.213 | EGA | LBS | 2021 | Ciracas
S17A | S 17A | MERLIN GERIN | PB |  | Menteng
GD77 | CI.2013-W17-6-0008 | SCHNEIDER SM6 | LBS | 2013 | Ciracas
GD85 | CI.2018.W21.1.0028 | SCHNEIDER SM6 | LBS | 2018 | Ciracas
GD85 | 1658.17.234 | EGA | PGC | 2017 | Ciracas
KN200P | 822.12 | EGA | PMT | 2014 | Menteng
KN200P | 822.12 | EGA | PMT | 2014 | Menteng
KN200P | 2017823.12 | EGA | PB | 2014 | Menteng
GD88 | CI.2012-W35-2-0003 | SCHNEIDER SM6 | LBS |  | Ciracas
PIK39 | PIK39-C1-2016-W19-3-0018 | SCHNEIDER | PB | 2016 | Bandengan
CKG157 | CI-2016-W24-5-0023 | SCHNEIDER | LBS MOT | 2016 | Cengkareng
CP495 | SN.C1.2016-W25-1-0007 | SCHNEIDER (MTRS) | LBS (MOTORISE) | 2016 | Ciputat
CP495 | SN.C1.2016-W25-2-0024 | SCHENEIDER SM 6 | LBS | 2016 | Ciputat
TD239 | SN.C1.2016-W25-5-0007 | SCHENEIDER SM 6 | PB | 2016 | Ciputat
CP495 | C1.2016-W25-5-0007 | SCHENEIDER SM 6 | PB | 2016 | Ciputat
PP143 | C1-2016-W34-1-0036 | SCHNEIDER | LBS |  | Bulungan
PP143 | C1-2016-W30-6-0004 | SCHNEIDER | CBOM |  | Bulungan
PM160N | C1-2016-W27-1-0016 | SCHENEIDER | PGDB-1 |  | Lenteng Agung
CGR42 | C1-2016-W34-4-0010 | SCHENEIDER | LBS-1 |  | Lenteng Agung
CGR42 | C1-2016-W32-2-0026 | SCHENEIDER | LBS-2 |  | Lenteng Agung
S149 | CI-2016-W24-2-0038 | SCHNEIDER | PMT | 2016 | Menteng
CP44C | CI-2016-W22-5-0022 | SCHNEIDER | LBS | 2016 | Bintaro
BT362 | CI-2016-W19-4-0007 | SCHNEIDER | LBS | 2016 | Bintaro
BT362 | CI-2016-W19-1-0016 | SCHNEIDER | CBOG | 2016 | Bintaro
GD14 | CI.2016.W14.5.0012 | SCHNEIDER SM6 | LBS | 2016 | Ciracas
GD14 | CI.2016.W24.5.0032 | SCHNEIDER SM6 | LBS | 2016 | Ciracas
TB40 | CI-2015-W52-2-0009 | SCHNEIDER | LBS | 2015 | Jatinegara
TB40 | CI-2016-W21-6-0049 | SCHNEIDER | LBS MOTORIZED | 2016 | Jatinegara
KD113 | CI-2016-W22-3-0024 | SCHNEIDER | LBS MOTORIZE | 2016 | Jatinegara
KD113 | CI-2016-W34-7-0002 | SCHNEIDER | LBS | 2016 | Jatinegara
KPK46 | KPK46-C1-2016W022 | SCHNEIDER SM6 | LBS | 2016 | Bandengan
KPK46 | KPK46-C1-2015W4020048 | SCHNEIDER SM6 | PGC | 2015 | Bandengan
CGR35 | C1-2015-W24-1-0019 | SCHNEIDER | LBS-2 |  | Lenteng Agung
RM82P | 0858-15-209 | EGA | LBS | 2015 | Cempaka Putih
RM82P | 0563-15-209 | EGA | LBS | 2015 | Cempaka Putih
RM82P | 0397-15-211 | EGA | PB | 2015 | Cempaka Putih
TB69 | NS CL-2015-W19-3-0038 | SCHNEIDER | LBS | 2015 | Jatinegara
KP65 | 812243-000390/018 | SIEMENS | LBS | 2011 | Marunda
SD235 | CL-2015-W20-1-0047 | SCHNEIDER | LBS | 2015 | Tanjung Priok
SD237 | 13015214 | EGA | LBS | 2015 | Tanjung Priok
TB68 | 0613-15-209 | EGA | LBS | 2015 | Jatinegara
GD397 | 0760.15.209 | EGA | LBS | 2015 | Ciracas
GD398 | 0027.15.214 | EGA | PB | 2015 | Ciracas
MD38 | 1134 | FLUOKIT M | PT | 1996 | Marunda
DT10 | 0308.15.212 | EGA | LBS | 2015 | Jatinegara
KDR241 | - | ABB | LBS |  | Cengkareng
GD224 | 0341.15.212 | EGA | LBS | 2015 | Ciracas
GD224 | 0234.15.214 | EGA | PB | 2015 | Ciracas
KDR239 | 0659-15-209 | EGA | PMT | 2015 | Cengkareng
CGR34 | C1-2015-W-22-1-0047 | SCHNEIDER | PB-1 |  | Lenteng Agung
TB57 | 0420.15.213 | EGA | LBS | 2015 | Jatinegara
K202 | C1-2015-W32-2-0005 | SCHNEIDER | CBOG | 2015 | Jatinegara
K202 | - | SCHNEIDER | LBS | 2015 | Jatinegara
BC338 | - | EGA | PMT |  | Cengkareng
BC338 | 36620213 | EGA | PMT |  | Cengkareng
PIK15 | 05-PIK15-PB | SCHNEIDER SM6 | PB |  | Bandengan
BK125 | 1744 | FLUOKIT M | PB TRAFO | 2009 | Marunda
KG442 | 0353.15.213 | EGA | LBS MOTORIZE | 2015 | Tanjung Priok
CB127 | CI.2015.W23.4.0048 | SCHNEIDER SM6 | LBS |  | Ciracas
KJ369 | C1-2015.W26.4.0020 | EGA | LBS MANUAL | 2015 | Kebon Jeruk
CP149 | - | MERLIN GERIN | LBS |  | Ciputat
CP149 | - | MERLIN GERIN | PB |  | Ciputat
BDS12P | BDS 12P-03 | EGA | PB |  | Bandengan
KCP8P | C1-2015-W19-5-0013 | SCHNEIDER SM6 | PMT MOTORIZE | 2015 | Cempaka Putih
KCP8P | C1-2015-W25-3-0040 | SCHNEIDER SM6 | PMT KONVENS | 2015 | Cempaka Putih
GNS19 | GNS 19-C1-2015-W24-1-0018 | SCHNEIDER | LBS 2 | 2015 | Bandengan
RM85 | 0502.15.209 | EGA | LBS | 2015 | Cempaka Putih
E95B | 1412418 | EGA | LBS | 2015 | Pondok Gede
CB128 | C1-2015-W21-3-0024 | SCHNEIDER | PB | 2015 | Ciracas
BDS13 | BDS 13-CI-2014-W45-5-0023 | SCHNEIDER | LBS 1 MOTORIZE | 2014 | Bandengan
BDU16 | BDU 16-CI-2015-W32-2-0042 | SCHNEIDER | LBS 2 | 2015 | Bandengan
BDU16 | BDU 16-CI-2015-W40-3-0050 | SCHNEIDER | CBOM | 2015 | Bandengan
CB62 | SM.0947005 CI | SCHENEIDER SM6 | PGC |  | Ciracas
GD230 | 1656.18.213 | EGA | LBS |  | Ciracas
GD329P | SB.2010-W46-2-0062 | SCHENEIDER RM6 | LBS | 2010 | Ciracas
GD332P | SB.2011-W17-3-0078 | SCHENEIDER RM6 | LBS | 2011 | Ciracas
GD349P | 12.735 | ABB | PB |  | Ciracas
GD349P | CI2012-W39-6-0004 | SCHENEIDER | LBS |  | Ciracas
S87 | S 87.1 | SCHNEIDER | PMT |  | Menteng
KN239 | - | - | - |  | Menteng
GD93 | 849.13.BF | EGA | PB |  | Ciracas
S143 | W41-2896 | SCHNEIDER | CBOM | 2014 | Menteng
KN213 | CI.2014W50300040 | SCHNEIDER | PMT | 2014 | Menteng
KN213 | CI2014W14200027 | SCHNEIDER | PMT | 2014 | Menteng
CB5 | 1838.17.213 | EGA | LBS | 2017 | Ciracas
JW70 | C1-2015-W37-4-0034 | SCHNEIDER SM6 | LBS MOTORIZE | 2015 | Pondok Gede
JW70 | C1-2015-W21-5-0028 | SCHNEIDER SM6 | PB | 2015 | Pondok Gede
CK227 | 0574.15.213 | EGA | LBS | 2015 | Marunda
CK227 | 0190.15.212 | EGA | LBS | 2015 | Marunda
KDR110P | CSF61020 | ORMAZABAL | PB | 2016 | Cengkareng
PRG1P | R 04 38 132 SF | MG | PB |  | Ciracas
PRG1P | R 04 38 132 SF | MG | LBS |  | Ciracas
AB151 | AB 151-02 | MERLIN GERIN | LBS |  | Bandengan
AB151 | AB 151-03 | CONTACPLASMA | PB |  | Bandengan
T384 | W48-6-0040 | SCHNEIDER | LBS MOTORIZE | 2014 | Menteng
CP472 | C1.2015-W24-1-00.34 | SCHENEIDER | LBS MOTORIZE | 2015 | Ciputat
CP472 | C1.2015-W19-5-00.35 | SCHENEIDER | LBS | 2015 | Ciputat
JS95 | C1-2015-W16-2-0036 | SCHNEIDER | LBS | 2015 | Pondok Gede
MN23 | N/A - MN23 | SCHNEIDER | LBS | 2015 | Pondok Gede
MN23 | CI.2015.W11.3.0001 | SCHNEIDER | PGC | 2015 | Pondok Gede
MN23 | CI.2015.W11.3.0004 | SCHNEIDER | PGC | 2015 | Pondok Gede
MB98 | MB 98-CL2015-W11-3-0026 | SCHNEIDER | CBOM | 2015 | Bandengan
GNS17 | GNS 17-CI-2014-W48-3-0037 | SCHNEIDER | LBS 1 | 2015 | Bandengan
GNS17 | GNS 17-CI-2015-W11-1-0011 | SCHNEIDER | LBS 2 | 2015 | Bandengan
KG440 | 0854.15.209.215 | EGA | LBS | 2015 | Tanjung Priok
KG440 | O392.15.211.215 | EGA | PB TRAFO | 2015 | Tanjung Priok
CP474 | 0602-15-209 | EGA | LBS MOTORIZE | 2015 | Ciputat
CP474 | 0414-15-211 | EGA | PB | 2015 | Ciputat
CP475 | C1.2015-W27-3-0032 | SCHENEIDER | LBS MOTORIZE | 2015 | Ciputat
KJ364 | PL.2015.W1.1.0035 | SCHENEIDER | LBS MANUAL | 2015 | Kebon Jeruk
KJ364 | PL.2014.W47.2.0048 | SCHENEIDER | LBS MOTORIZED | 2014 | Kebon Jeruk
KPK41P | KPK 14P-0830.15.209 | EGA | LBS 2 | 2015 | Bandengan
KPK41P | KPK 41P-IEG 62271.200 | SCHNEIDER | PB | 2015 | Bandengan
JR180 | C1-2015-W16-3-0057/2015 | SCHNEIDER | LBS | 2015 | Pondok Gede
MN19 | CI-2014-WZ9-3-0020 | SCHNEIDER | PB TRAFO | 2014 | Kramat Jati
PIK28 | PIK 28-03 | EGA | PB | 2015 | Bandengan
GD176 | 1485.17.212 | EGA | LBS | 2017 | Ciracas
GD176 | 1596.18.214 | EGA | PB | 2018 | Ciracas
BTC6 | CI-2016-W49-5-0049 | SCHNEIDER | LBS | 2016 | Cengkareng
BTC6 | CI-2016-W35-2-0019 | SCHNEIDER | CBO | 2016 | Cengkareng
E177 | SM.09233029 CI | SCHENEIDER | LBS |  | Ciracas
E177 | CI.2015-W27-2-0005 | SCHENEIDER | LBS |  | Ciracas
GD150 | CI-2018-W18-5-0045 | SCHNEIDER | LBS | 2018 | Ciracas
MG42 | W48-4-0006 | SCHNEIDER | CBOM | 2014 | Menteng
MN20P | 0203.15.214 | EGA | PB | 2015 | Ciracas
KJ353 | C1-2014-W27-5-0024 | SCHENEIDER | LBS MANUAL | 2014 | Kebon Jeruk
JR90P | R0416326SF | MERLIN GERIN | LBS |  | Ciracas
GD286P | R.0418282 SF | MERLIN GERIN RM6 | LBS |  | Ciracas
MK355 | 4-MK 355 | FLUOKIT M24 | PB |  | Bandengan
CP195 | - | MERLIN GERIN | PGC |  | Ciputat
CK222 | 1584 | SCHNEIDEER SM6 | LBS |  | Marunda
CRC5 | SM.1013074 CI | SCHNEIDER SM6 | PB |  | Ciracas
SD26 | C1.2014.W39.2.0012 | SCHNEIDER SM6 | PGC | 2014 | Tanjung Priok
JR98 | 1959.18.213 | EGA | LBS |  | Ciracas
CP455 | 0020-15-209 | EGA | LBS MOTORIZE | 2015 | Ciputat
PDG3 | 1269.18.214 | EGA | PB |  | Ciracas
PIK29 | PIK29-01-084715209 | EGA | LBS |  | Bandengan
KJ365 | C1-2015-W32-3-0002 | SCHENEIDER | LBS | 2015 | Kebon Jeruk
CN103 | C1.2015.W23.2.0013 | SCHENEIDER | LBS MOTORIZE | 2015 | Ciputat
DK214 | 24063/103/11/03/E6 | GAE | PGC | 2011 | Cengkareng
BDU12G | BDU12G/0126-15-209/LBS1 | EGA | LBS |  | Bandengan
BDU12G | BDU12G/0028-15-209/LBS2 | EGA | LBS |  | Bandengan
KG443 | 0297.15.213 | EGA | LBS MOTORIZE | 2015 | Tanjung Priok
GD399 | 0025.15.214 | EGA | PB |  | Ciracas
GD397 | 0804.15.209 | EGA | LBS | 2015 | Ciracas
RM83P | 0066-15-214 | EGA | PB | 2015 | Cempaka Putih
KDR132 | - | SCHNEIDER | PGDB |  | Cengkareng
JS228 | 0139.15.214 | EGA | PB | 2015 | Pondok Gede
KDR235 | 123456 | EGA | PMT |  | Cengkareng
CK227 | - | SCHNEIDER SM6 | PGC |  | Marunda
KDR243 | CL.2015-W43-0009 | SCHNEIDER | LBS | 2015 | Cengkareng
KDR243 | 0259-15-214 | EGA | PB | 2015 | Cengkareng
BC349 | 1421.17.212 | EGA | LBS MOT | 2017 | Cengkareng
CB130 | CI.2015.W22.6.0016 | SCHNEIDER SM6 | LBS | 2015 | Ciracas
CB130 | CI.2015.W26.5.0046 | SCHNEIDER SM6 | LBS | 2015 | Ciracas
KJ346 | 914.12 BL | EGA | LBS MANUAL | 2013 | Kebon Jeruk
AB8K | AB 8K_02 | F & G | LBS 2 |  | Bandengan
AB34B | AB 34B - 01 | TAMCO | PB TRAFO |  | Bandengan
PK161 | 0440.16.214 | EGA | PB 2 | 2016 | Marunda
E114 | 0436.15.213 | EGA | LBS |  | Ciracas
E114 | 0338.15.212 | EGA | LBS |  | Ciracas
GD121 | 0342.15.212 | EGA | LBS | 2015 | Ciracas
GD121 | 0232.15.214 | EGA | PB | 2015 | Ciracas
KG307 |  | ABB UNISWITCH | LBS |  | Marunda
CK221 | SIB703701-01 | SCHNEIDER SM6 | LBS | 2015 | Marunda
RM83P | 0770-15-209 | EGA | LBS | 2015 | Cempaka Putih
PM14 | CI-2015-W26-3-0026 | Schneider | LBS | 2015 | Jatinegara
PM14 | CI-2015-W22-1-0042 | Schneider | PB Trafo | 2015 | Jatinegara
PM16B | CI-2015-W16-1-0021 | SCHNEIDER | LBS | 2015 | Jatinegara
PM16B | CI-2015-W22-2-0025 | SCHNEIDER | PB | 2015 | Jatinegara
PM16B | CI-2015-W23-6-0002 | SCHNEIDER | PB | 2015 | Jatinegara
JGK15 | 0315-15-213 | EGA MR | LBS-2 |  | Lenteng Agung
JGK15 | 0003-15-214 | EGA | PB-1 |  | Lenteng Agung
B425 | B 425-04 | SCHNEIDER | PGC 2 |  | Bandengan
PL210 | 0400.15.213 | EGA | LBS | 2015 | Pondok Kopi
BC286 | 1428.13.BL | EGA | LBS | 2013 | Cengkareng
BC286 | C1-2016-W18-2-0027 | SCHINEIDER | PB | 2016 | Cengkareng
JS226 | 41115213 | EGA | LBS MOTORIZE | 2015 | Pondok Gede
JS226 | 26315212 | EGA | LBS | 2015 | Pondok Gede
KB590 | CI-2014-W1-1-0051 | SCHNEIDER | LBS | 2014 | Bulungan
CP376 | 0165.15.211 | EGA | LBS |  | Ciputat
BC65 | CI-2018-W33-1-0003 | SCHINEIDER | LBS | 2018 | Cengkareng
KN222P | W29-2-0010 | SCHNEIDER | PMT | 2015 | Menteng
D357 | CI-2015-W23-3-0044 | SCHNEIDER | PMT | 2015 | Menteng
CK82 | CV06-5080/027 | SIEMENS | LBS | 1991 | Marunda
KD57A | 1802.16.213 | EGA | LBS | 2003 | Pondok Kopi
GD150 | 1605.18.214 | EGA | PB | 2018 | Ciracas
GD321P | SB.2010-W44-5-0054 | SCHENEIDER | LBS |  | Ciracas
D352 | W49-4-0012 | SCHNEIDER | LBS | 2019 | Menteng
D352 | W49-4-0012 | SCHNEIDER | LBS | 2019 | Menteng
D352 | W49-4-0012 | SCHNEIDER | LBS | 2019 | Menteng
KN16 | W24-6-0009 | SCHNEIDER | PMT | 2014 | Menteng
E407 | E407_004415209 | EGA | LBS | 2014 | Kramat Jati
GH0175 | 25107/105/11/01/E6 | GAE GLS M | LBS | 2011 | Marunda
GH0175 | 25114/105/11/01/E6 | GAE GLS M | LBS | 2011 | Marunda
GH0175 | 25115/105/11/01/E6 | GAE GLS M | LBS | 2011 | Marunda
GH0248 | 25183/105/11/01/E6 | GAE GLS M | LBS | 2011 | Marunda
GH0248 | 2864/036/13/01/E6 | GAE GLS M | LBS | 2013 | Marunda
GH0248 | 255177/105/11/01/e6 | GAE GLS M | LBS | 2011 | Marunda
GH0248 | 25172/105/11/01/E6 | GAE GLS M | LBS | 2011 | Marunda
GH0248 | 25135/105/11/01/E6 | GAE GLS M | LBS | 2011 | Marunda
GH0189 | - | MG SM6 | LBS |  | Marunda
GH0189 | - | MG SM6 | LBS |  | Marunda
BK106 | - | CONTACT PLASMA | PGDB |  | Marunda
AB117 | AB 117-03 | SIEMENS | LBS |  | Bandengan
AB86 | AB 86-02 | MERLIN GERIN | LBS |  | Bandengan
B13BIS | B 13BIS - LBS -01 | FLUOKIT M | LBS 1 |  | Bandengan
B18N | B 18N - LBS - 02 | FLUOKIT M BIRU | LBS 2 |  | Bandengan
PM218 | PM 218 | EGA | CBOG-1 |  | Lenteng Agung
AB135 | AB 135-01 | F&G | LBS |  | Bandengan
AB135 | AB 135-03 | F&G | PB |  | Bandengan
B92 | C1-2015-W33-1-0036/2015 | SCHNEIDER SM6 | PB |  | Bandengan
PM245 | PM 245 | FLUOKIT M | PT-1 |  | Lenteng Agung
PM341 | PM 341 | SCHNEIDER | PGDB-1 |  | Lenteng Agung
CP29A | 249 | F&G | LBS | 1993 | Ciputat
CP29A | 249 | F&G | LBS | 1993 | Ciputat
CP29A | 249 | F&G | PB | 1993 | Ciputat
GH0131 | GH 131_02 AB 214 9117161 | SCHNEIDER | LBS |  | Bandengan
AB11E | AB 11E_04 | FLUOMATIC | PB 2 |  | Bandengan
GH0018 | GH 18 | MG VERCORS 6 | PMT |  | Cempaka Putih
GH0018 | GH 18 | MG VERCORS 6 | PMT |  | Cempaka Putih
GH0018 | GH 18 | MG VERCORS 6 | PMT |  | Cempaka Putih
GH0018 | GH 18 | MG VERCORS 6 | PMT |  | Cempaka Putih
GH0018 | GH 18 | MG VERCORS 6 | PMT |  | Cempaka Putih
S131 | S 131.1 | GAE | PMT |  | Menteng
S131 | S 131.2 | GAE | PMT |  | Menteng
S131 | S 131.3 | GAE | PGC |  | Menteng
KG444 | CL.2015.W30.5.0014 | SCHNEIDER | LBS MOTORIZE | 2015 | Tanjung Priok
KG445 | 0290.15.213 | EGA | LBS MOTORIZE | 2015 | Tanjung Priok
KDR207 | 123456 | EGA | PB |  | Cengkareng
RM22 | RM22 | SM 6 | PB |  | Cempaka Putih
KDR202 | 3791.13BL | EGA | PMT | 2013 | Cengkareng
KDR202 | 3741.13BL | EGA | PB | 2013 | Cengkareng
MD108 | CI-2014-W26-6-0010 | SCHNEIDER SM6 | LBS | 2014 | Marunda
MK88 | 0010.19.214 | EGA | PB | 2019 | Cengkareng
KJ367 | 0868-15-209 | EGA | LBS MOTORIZED | 2015 | Kebon Jeruk
BK198 | 789623EN | SCHNEIDER SM6 | LBS | 2014 | Marunda
CN106 | C1.2015.W24.1.0063 | SCHENEIDER | PB | 2015 | Ciputat
RG184 | C1-2015-W24-5-0026 | SCHNEIDER MR | LBS-2 |  | Lenteng Agung
KDR238 | 0150-15-212/2015 | EGA | LBS | 2015 | Cengkareng
KDR232 | 0053-15-214 | EGA | PB | 2015 | Cengkareng
KDR232 | 0050-15-212 | EGA | LBS | 2015 | Cengkareng
MP215 | 0 | EGA | LBS MOTORIZE |  | Bulungan
PM18 | PM18_021.15.214 | EGA | PB TRAFO | 2015 | Jatinegara
DT10 | 0492.15.213 | EGA | LBS MOTORIZE | 2015 | Jatinegara
KS78 | CI-2015-W26-5-0023 | SCHNEIDER | PMT | 2015 | Menteng
KS78 | CI-2015-W24-5-0042 | SCHNEIDER | PMT | 2015 | Menteng
KML13 | 1325-21-213 | EGA | LBS MOT | 2021 | Cengkareng
KPK44G | KPK 44G-009915214 | EGA | PB | 2015 | Bandengan
CNK17 | C1.2015.W23.4.0016 | SCHENEIDER | PB | 2015 | Ciputat
BC283 | 1275 | UNINDO | PB | 1997 | Cengkareng
KDR225 | 0084.15.214 | EGA | PB | 2015 | Cengkareng
BC203 | 163.12.BF | EGA | PB | 2012 | Cengkareng
CGR34 | C1-2015-W-26-3-0010 | SCHNEIDER | LBS-1 |  | Lenteng Agung
B423 | B 423-05 | - | PT |  | Bandengan
PK29C |  | GAE GSF | PB TRAFO |  | Marunda
GD276P | 2897.13.BL | EGA | LBS |  | Ciracas
BK205 | 20015212 | EGA | LBS | 2015 | Marunda
BK205 | 2015213 | EGA | LBS | 2016 | Marunda
KDR254 | 0065.16.212 | EGA | LBS | 2016 | Cengkareng
KDR254 | 0676.15.213 | EGA | LBS MOT | 2016 | Cengkareng
KDR254 | C1-2016-WI7-6-0041 | SCHNEIDER | PB | 2016 | Cengkareng
SP159 | CI-2016-W21-5-0063 | SCHNEIDER | LBS | 2016 | Kebon Jeruk
SP159 | CI-2016-W13-5-0015 | SCHNEIDER | LBS | 2016 | Kebon Jeruk
SP159 | CI-2016-W15-6-0031 | SCHNEIDER | LBS | 2016 | Kebon Jeruk
SP159 | CI-2016-W16-1-0025 | SCHNEIDER | PB | 2016 | Kebon Jeruk
AB182 | AB 182-01 | MG SM6 | LBS 1 |  | Bandengan
AB182 | AB 182-02 | MG SM6 | LBS 2 |  | Bandengan
AB182 | AB 182-03 | MG SM6 | PGDB |  | Bandengan
AB182 | AB 182-04 | MG SM6 | PT |  | Bandengan
AB182 | AB 182-05 | MG SM6 | B1 |  | Bandengan
AB243 | AB 243-01 | ABB | LBS 1 |  | Bandengan
AB243 | AB 243-02 | ABB | LBS 2 |  | Bandengan
AB243 | AB 243-03 | ABB | PB 1 |  | Bandengan
AB243 | AB 243-04 | ABB | PB 2 |  | Bandengan
AB214 | AB 214-01 | ABB | LBS 1 |  | Bandengan
AB214 | AB 214-02 | ABB | LBS 2 |  | Bandengan
AB214 | AB 214-03 | ABB | PB |  | Bandengan
AB228 | AB 228-01 | SCHENEIDER | LBS 1 |  | Bandengan
AB228 | AB 228-02 | SCHNEIDER SM-6 | CBO RC | 2017 | Bandengan
AB228 | AB 228-03 | SCHNEIDER | PB 1 |  | Bandengan
AB228 | AB 228-04 | SCHNEIDER | PB 2 |  | Bandengan
AB228 | AB 228-05 | SCHNEIDER | PB 3 |  | Bandengan
AB235 | AB 235-01 | SCHNEIDER SM 6 | PB |  | Bandengan
AB235 | AB 235-02 | SCHNEIDER | LBS MOTORIZED | 2017 | Bandengan
AB235 | AB 235-03 | SCHNEIDER SM 6 | LBS 2 |  | Bandengan
AB235 | AB 235-04 | SCHNEIDER SM 6 | PGC |  | Bandengan
AB31 | AB 31-01 | EGA | LBS 1 |  | Bandengan
AB31 | AB 31-02 | EGA | LBS 2 |  | Bandengan
CP356 | - | UNINDO | LBS |  | Ciputat
CP356 | - | UNINDO | LBS |  | Ciputat
CP356 | - | UNINDO | PB |  | Ciputat
AB180 | AB 180-01 | FLOUKIT M | LBS 1 |  | Bandengan
AB180 | AB 180-02 | FLOUKIT M | LBS 2 |  | Bandengan
MK406 | MK 406 | ORMAZABAL | LBS |  | Bandengan
E401 | E401-3 | ABB | PB TRAFO | 2013 | Kramat Jati
TD432 | C1-2015-W24-2-0026 | SCHNEIDER | PB | 2015 | Ciputat
PIK17 | 13.1535 | ABB UNISWITCH SDC | LBS | 2013 | Bandengan
PIK17 | 13.161 | ABB UNISWITCH CBC | PGC | 2013 | Bandengan
MK483 | MK 483-131617 | ABB UNISWITCH | CBOM |  | Bandengan
AB272 | 13.163 | ABB UNISWITCH | CBOM | 2013 | Bandengan
PL168 | PL168-1 | ORMAZABAL BARU | LBS |  | Pondok Kopi
B149 | B 149-01 | SCHNEIDER SM6 | LBS 1 |  | Bandengan
B427 | B 427-02 | FLOUKIT M | LBS 2 |  | Bandengan
KJ345 | 12128 | FLUOKIT M | LBS MANUAL |  | Kebon Jeruk
KPK40G | KPK 40G-0848.15.209 | EGA | LBS 1 | 2015 | Bandengan
KG443 | 0164.15.212 | EGA | LBS | 2015 | Tanjung Priok
P97 | CI-2015-W16-2-0029 | Schneider SM6 | LBS MOTORIZE | 2015 | Menteng
DT69 | 0312.15.213 | EGA MR | LBS-2 |  | Lenteng Agung
DT69 | 0017-15-214 | EGA | PB-2 |  | Lenteng Agung
JS230 | 0221-15-212 | EGA | LBS | 2015 | Pondok Gede
JS230 | 0371-15-213 | EGA | LBS MOTORIZE | 2015 | Pondok Gede
SD236 | CI-2015-W20-6-0019 | SCHNEIDER | LBS MOTORIZE | 2015 | Tanjung Priok
GH0239 | CI-2016-W24-2-0032 | SCHNEIDER | LBS MOTORIZE | 2016 | Jatinegara
GH0239 | CI-2016-W24-3-0024 | SCHNEIDER | LBS MOTORIZE | 2016 | Jatinegara
GH0239 | CI-2016-W24-3-0026 | SCHNEIDER | LBS MOTORIZE | 2016 | Jatinegara
GH0239 | CI-2016-W24-3-0043 | SCHNEIDER | LBS MOTORIZE | 2016 | Jatinegara
GH0239 | CI-2016-W24-3-0063 | SCHNEIDER | LBS MOTORIZE | 2016 | Jatinegara
JR188 | C1-2015-W20-3-0020 | SCHNEIDER SM6 | LBS | 2015 | Pondok Gede
JR188 | C1-2015-W36-4-0007 | SCHNEIDER SM6 | LBS | 2015 | Pondok Gede
JR188 | 0268.15.214 | EGA | PB | 2015 | Pondok Gede
KN229 | 0012-16-214 | EGA | PB | 2016 | Menteng
TG220 | CI-2018-W23-1-0012 | SCHINEIDER | PB | 2019 | Cengkareng
CKG17 | - | KIT 27.2 | PB |  | Cengkareng
DT108 | DT108 | SCHENEIDER | CBO |  | Lenteng Agung
DT107 | DT107 | SCHENEIDER | LBS-2 |  | Lenteng Agung
DT107 | DT107 | SCHNEIDER | PB-1 | 2019 | Lenteng Agung
E86 | E86-PGDB | SCHNEIDER | PGDB | 2010 | Kramat Jati
CD379 | C1 2015-W42-5-0009 | SCHNEIDER | LBS | 2015 | Bintaro
D360 | CI.2015.W33.6.0011 | SCHNEIDER | PMT | 2015 | Menteng
DK136 | 20.86.4/07 | CONTACTPLASMA | PB2 manual | 2007 | Cengkareng
JS229 | 0430.15.212 | EGA | LBS | 2015 | Pondok Gede
JS229 | C1-2016-w02-2-0027 | Schneider SM6 | PB | 2016 | Pondok Gede
GD406 | C1-2015-W40-3-0039 | SCHNEIDER | LBS | 2015 | Ciracas
GD406 | CI.2015.W44.4.0003 | SCHNEIDER | LBS | 2015 | Ciracas
PIK38 | PIK38-C1-2015-W45-0-00021 | SCHNEIDER | LBS | 2015 | Bandengan
PM28A | CI-2016-W16-4-0042 | SCHNEIDER | PB TRAFO | 2016 | Jatinegara
K212N | CI-2016-W16-5-0017 | SCHNEIDER | LBS | 2016 | Jatinegara
K212N | CI-2016-W07-4-0047 | SCHNEIDER | CBOM | 2016 | Jatinegara
CGR43 | C1-2016-W34-4-0036 | SCHENEIDER | LBS-1 |  | Lenteng Agung
D49B | CI - 2016 - W16 - 3 - 001 | SCHNEIDER | LBS | 2016 | Kebon Jeruk
TG55 | 25716214 | EGA | PB2 | 2010 | Cengkareng
CP498 | 0247-16-212 | EGA | LBS | 2016 | Ciputat
CSL4 | CI.2016.W35.1.0014 | SCHNEIDER SM6 | PB |  | Ciracas
CSL5 | CI.2016.W24.2.0008 | SCHNEIDER SM6 | LBS |  | Ciracas
CSL5 | 0359.16.212 | EGA | LBS |  | Ciracas
GD8A | 0460.15.213 | EGA | LBS | 2015 | Ciracas
GD8C | CI.2016.W25.6.0042 | SCHNEIDER SM6 | LBS | 2016 | Ciracas
GD175 | CI.2016.W14.5.0022 | SCHNEIDER SM6 | LBS | 2016 | Ciracas
GD175 | CI.2016.W20.2.0020 | SCHNEIDER SM6 | PB | 2016 | Ciracas
GD328P | CV.812243.000390/002 | SIEMENS | LBS | 2011 | Ciracas
GD351P | 27063/075/12/03/E6 | GAE | PB | 2012 | Ciracas
K16D | K16D | FLOUKIT-M | PB |  | Menteng
GD408 | CI.2015.W14.4.0013 | SCHNEIDER SM6 | LBS | 2015 | Ciracas
GD408 | CI.2016.W20.4.0008 | SCHNEIDER SM6 | LBS | 2014 | Ciracas
GD408 | CI.2016.W08.1.0018 | SCHNEIDER SM6 | PGC | 2016 | Ciracas
CD385 | 0228.16.212 | EGA | LBS | 2016 | Bintaro
CD372 | 0324.16.214 | EGA | PB | 2016 | Bintaro
CB116 | 13.0226 | ABB UNISWITCH | LBS |  | Ciracas
CK15E | 225.12.BF | EGA | PB 1 | 2012 | Marunda
K301 | CI-2016-W22-3-0044 | SCHNEIDER | PMT | 2016 | Menteng
CK233 | W22-12-5-0019 | SCHNEIDER SM6 | LBS | 2016 | Marunda
CK233 | W22-12-5-0019 | SCHNEIDER SM6 | LBS | 2016 | Marunda
KG202 | W17-2-0006 | SCHNEIDER SM6 | LBS | 2016 | Marunda
MK209 | CI-2018-W09-2-0002 | SCHNEIDER | LBS MOTORIZE | 2018 | Cengkareng
MK209 | CI-2018-W19-5-0051 | SCHNEIDER | LBS MANUAL | 2018 | Cengkareng
GD64 | CI.2014.W13.1.0034 | SCHENEIDER SM6 | PGC | 2013 | Ciracas
GD274 | CV.726664/TJ.21 | SIEMENS | PB | 2003 | Ciracas
GD68C | 1394.13.BF | EGA | PB | 2013 | Ciracas
TD162P | - | SCHNEIDER | LBS |  | Ciputat
TD162P | - | SCHNEIDER | LBS |  | Ciputat
CB45 | T7.50.00073.2004/001 | SIEMENS | PB |  | Ciracas
CK220 | 0291-15-209 | EGA | LBS | 2015 | Marunda
BT306 | 0303-15-209 | EGA | LBS | 2015 | Bintaro
GH0008 | GH0008 - P.LICIN | FLUOKIT M | LBS |  | Cempaka Putih
GH0008 | GH0008 - | FLUOKIT M ( M ) | LBS |  | Cempaka Putih
CB47 | T7.50.00069.2004/012 | SIEMENS | LBS |  | Ciracas
CB47 | CV.734166-000130/003 | SIEMENS | LBS |  | Ciracas
PD56P | 15035061 | ORMAZABAL | LBS | 2015 | Pondok Gede
JW1P | 15045025 | ORMAZABAL | LBS | 2015 | Pondok Gede
JW1P | 15045025 | ORMAZABAL | LBS | 2015 | Pondok Gede
JR159 | 0120-15-211 | EGA | PB | 2015 | Pondok Gede
DK140 | 606 | UNINDO | PGC | 1992 | Cengkareng
KDR224 | 0640.15.209.BL | EGA | LBS | 2015 | Cengkareng
KDR224 | 0675.15.209.BL | EGA | LBS | 2015 | Cengkareng
CKG136 | 0582.15.209.BL | EGA | LBS | 2015 | Cengkareng
DK63 | 123456 | FLUOKIT M | PT |  | Cengkareng
DT101 | 0630.15.209 | EGA.MR | LBS-2 |  | Lenteng Agung
DT101 | 0282.15.211 | EGA | PB-1 |  | Lenteng Agung
MK208 | C1-2019-W39-5-0023 | SCHNEIDER | PB | 2019 | Cengkareng
JW17 | W26-6-0019 | SCHNEIDER | PB | 2014 | Pondok Gede
PIK25 | CI-2014-W48-1-0020 | SCHNEIDER SM6 | LBS | 2014 | Bandengan
PIK25 | CI-2014-W39-2-0015 | SCHNEIDER DM1 | PGC | 2014 | Bandengan
JW64 | W29-6-0008 | SCHNEIDER | LBS | 2014 | Pondok Gede
AB277G | AB 277G-01 | EGA | LBS |  | Bandengan
AB277G | AB 277G-02 | EGA | LBS |  | Bandengan
AB277G | AB 277G-03 | EGA | PB |  | Bandengan
GD115 | CI.2015.W36.6.0020 | SCHNEIDER SM6 | LBS |  | Ciracas
GD115 | CI.2016.W05.4.0026 | SCHNEIDER SM6 | LBS |  | Ciracas
GD115 | CI.2016.W18.2.0035 | SCHNEIDER SM6 | PB |  | Ciracas
CKG149 | 0199-15-212 | EGA | LBS1 | 2015 | Cengkareng
CKG149 | CI-2015-W41-2-0042 | SCHNEIDER | LBS2 MOT | 2015 | Cengkareng
TD383 | IEC-62271-200 TH 2015 | schneider | CBOM | 2015 | Ciputat
CN94 | 10/3/0047 | schneider | CBOM | 2015 | Ciputat
KN229 | 0035-16-213 | EGA | PMT | 2016 | Menteng
BDU9 | BDU9-04 | SCHNEIDER | LBS4 |  | Bandengan
BDU9 | BDU9-05 | SCHNEIDER | CBOM1 |  | Bandengan
BDU9 | BDU9-06 | SCHNEIDER | CBOM2 |  | Bandengan
KCP6 | 0264.15.213 | EGA | PMT KONVENS | 2015 | Cempaka Putih
KCP6 | 0069.15.214 | EGA | PB TRAFO | 2015 | Cempaka Putih
PK135 | - | SIEMENS | PB |  | Marunda
BK23 | - | SIEMENS | PB |  | Marunda
JR43 | CI.2016.W25.1.0013 | SCHNEIDER SM6 | LBS |  | Ciracas
KP59 | 42016214 | EGA | PB TRAFO 1 | 2016 | Marunda
BK214 | - | SCHNEIDER SM6 | LBS |  | Marunda
KDR265 | 0910.16.213 | EGA | CBOG | 2016 | Cengkareng
CP491 | C1-2016-W18-2-0047 | SCHENEIDER SM 6 | PB | 2016 | Ciputat
CP494 | C1-2016-CU87-5-0015 | SCHENEIDER SM 6 | LBS | 2016 | Ciputat
CP494 | C1-2016-CU-08-2-0007 | SCHENEIDER SM 6 | CBOM | 2016 | Ciputat
KDR257 | - | SCHNEIDER | PB | 2016 | Cengkareng
KDR257 | - | EGA | LBS | 2016 | Cengkareng
KDR257 | - | EGA | LBS MOT | 2016 | Cengkareng
PM139G | PM139G | SCHNEIDER | LBS-2 |  | Lenteng Agung
TP116 | C1-2016-W34-7-0007 | SCHNEIDER SM6 | PMT MOTORIZE | 2016 | Cempaka Putih
TP116 | C1-2016-W31-6-0027 | SCHNEIDER SM6 | PB TRAFO | 2016 | Cempaka Putih
PM348 | - | SCHNEIDER | LBS-1 |  | Lenteng Agung
PM348 | - | SCHNEIDER | LBS-2 |  | Lenteng Agung
SD236 | CI-2015-W20-3-0038 | SCHNEIDER | CBOM | 2015 | Tanjung Priok
TB69 | NS CL-2015-W23-2-0028 | SCHNEIDER | CBOM | 2015 | Jatinegara
SD235 | 0386.15.211 | EGA | PB TRAFO | 2015 | Tanjung Priok
SD237 | 22415212 | EGA | PB TRAFO | 2015 | Tanjung Priok
GD121 | 59502018 | MERLIN GERIN SM6 | PT | 1995 | Ciracas
CB48 | 136.12.BL | EGA | LBS |  | Ciracas
CB48 | 143.12.BL | EGA | LBS |  | Ciracas
CB119 | CI.2014-W39-3-0010 | SCHNEIDER SM6 | LBS |  | Ciracas
CB119 | CI.2014-W38-2-0028 | SCHNEIDER SM6 | PGC |  | Ciracas
JR68 | 739113-00240/001 | SIEMENS | PGC |  | Ciracas
JR68 | SM.0100463 | MERLIN GERIN SM6 | LBS |  | Ciracas
JR68 | SM.0100338 | MERLIN GERIN SM6 | LBS |  | Ciracas
JR68 | CI.2015.W53.1.0001 | SCHNEIDER SM6 | PGC |  | Ciracas
RM80P | 0062.15.209 | EGA | LBS | 2015 | Cempaka Putih
RM80P | 0043.15.211 | EGA | PB | 2015 | Cempaka Putih
CP454 | 0158.15.209 | EGA | LBS MOTORIZE | 2015 | Ciputat
CP454 | 0032.15.209 | EGA | LBS | 2015 | Ciputat
CP454 | 0019.15.211 | EGA | PB | 2015 | Ciputat
CB24 | 1529.13.BF | EGA | PB |  | Ciracas
CP455 | 0135-15-209 | EGA | LBS | 2015 | Ciputat
CP455 | 0073-15-211 | EGA | PB | 2015 | Ciputat
CB32 | 1613.13.BF | EGA | PB |  | Ciracas
PDG3 | 19850 | GAE | - |  | Ciracas
PDG3 | CI.2017.W32.2.0024 | SCHNEIDER SM6 | LBS |  | Ciracas
CB101P | 13.127 | ABB UNISWITCH | LBS |  | Ciracas
JR75 | - | FLUOKIT M | PB |  | Ciracas
TA166 | 0519-15-213 | EGA | LBS | 2015 | Cengkareng
GD381 | 7628.13.BL | EGA | LBS | 2013 | Ciracas
KG25 | 2731.13BL | EGA | LBS | 2013 | Marunda
KG25 | 5311.13BL | EGA | LBS | 2013 | Marunda
KDR203 | 0027-15-209 | EGA | LBS1 | 2015 | Cengkareng
GD239 | 4403 | FLUOKIT M | LBS | 1995 | Ciracas
GD239 | - | FLUOKIT M | BI | 1995 | Ciracas
PM354 | 0079-14-211 | EGA | PB-1 | 2014 | Lenteng Agung
GH0419 | 0788.15.209 | EGA | LBS Motorize | 2011 | Jatinegara
SD42A | - | MG SM6 | PB TRAFO |  | Tanjung Priok
CB81P | 0187.15.209 | EGA | PB | 2015 | Ciracas
KJ357 | C1-2015-W11-1-0012 | SCHENEIDER | LBS MOTORIZED | 2015 | Kebon Jeruk
KJ358 | 0285-15-209 | EGA | LBS MOTORIZED | 2015 | Kebon Jeruk
KJ359 | 0276-15-209 | EGA | LBS MOTORIZED | 2015 | Kebon Jeruk
KJ197P | KJ 197P-KJ 174 | GAE | LBS | 2013 | Kebon Jeruk
KJ197P | KJ 197P-KJ 140 | EGA | LBS | 2010 | Kebon Jeruk
KJ197P | KJ 197P-PB | EGA | PB TRAFO | 2013 | Kebon Jeruk
PK139 | W19-2-0056 | SCHNEIDER SM6 | PB | 2016 | Marunda
KG23 | CI-2017-W02-5-0001 | SCHNEIDER SM6 | PB | 2017 | Marunda
PM58A | PM 58A | SCHENEIDER | PB-2 |  | Lenteng Agung
TB72 | 0375-16-212 | EGA | LBS | 2016 | Jatinegara
TB72 | C1-2016-W35-1-0016 | SCHENEIDER | PB | 2016 | Jatinegara
PM49 | CI-2019-W17-1-0075/2019 | SCHNEIDER | PB-2 |  | Lenteng Agung
PB30 | CSF 63083 | AEP | LBS | 2016 | Pondok Kopi
PB30 | CSF 63047 | AEP | LBS | 2016 | Pondok Kopi
PB30 | CSF 61016 | F&G | PB | 2016 | Pondok Kopi
TB74 | TB74_C1-2015-W521-1-0003 | SCHENEIDER | CBOM | 2015 | Jatinegara
KM104 | 0923.16.213 | EGA | LBS | 2016 | Jatinegara
CP506 | 1371-16-213 | EGA | LBS MOTORISE | 2016 | Ciputat
CP506 | 0362-16-212 | EGA | LBS | 2016 | Ciputat
CP506 | 0221-16-214 | EGA | PB TRAFO | 2016 | Ciputat
CP508 | 0433-16-214 | EGA | PB TRAFO | 2016 | Ciputat
PM132A | 0268.15.212 | EGA | LBS-6 |  | Lenteng Agung
BK58 | 38516214 | EGA | PB TRAFO | 2016 | Marunda
KP51 | 39116214 | EGA | PB TRAFO | 2016 | Marunda
PK146 | W35-2-0013 | SCHNEIDER SM6 | LBS |  | Marunda
B44 | B44-04 | EGA | PGC |  | Bandengan
PK162 | 9168 | EGA | LBS | 2016 | Marunda
E183 | CI.2016.W34.5.0029 | SCHNEIDER SM6 | LBS | 2016 | Ciracas
E183 | CI.2016.W26.2.0059 | SCHNEIDER SM6 | LBS | 2016 | Ciracas
E183 | CI.2016.W19.2.0030 | SCHNEIDER SM6 | PB | 2016 | Ciracas
CK226 | 0 | SCHNEIDER SM6 | LBS |  | Marunda
GNS19 | GNS 19-C1-2015-W26-3-0019 | SCHNEIDER | LBS 1 | 2015 | Bandengan
SR102 | - | SCHNEIDER | PB |  | Ciputat
DT1 | - | SCHNEIDER | PMT | - | Menteng
JR187 | C1-2015-W38-5-0050 | SCHNEIDER | PGC | 2015 | Pondok Gede
KJ371 | C1-2015-W39-3-0030 | SCHNEIDER | LBS MANUAL | 2015 | Kebon Jeruk
KS68 | W20-5-0048 | SCHNEIDER SM6 | PB | 2015 | Menteng
KM97 | 0173-15-214 | EGA | PB | 2015 | Jatinegara
TB71 | 0360-15-212 | EGA | LBS | 2015 | Jatinegara
DK181 | 123456 | MG | PT |  | Cengkareng
GD64 | CI.2013.W48.5.0041 | SCHENEIDER SM6 | LBS | 2013 | Ciracas
BC26 | 898224-000050-006 | SIEMENS | PB | 2016 | Cengkareng
TP111 | 0327.14.211 | EGA | PB TRAFO | 2014 | Cempaka Putih
GD97 | - | KIT 27,2 | - | 1987 | Ciracas
GD119 | 891210801 | ABB | LBS |  | Ciracas
GH0096 | GH96 | SCHNEIDER | LBS |  | Bulungan
JW71 | 1504892.0331.15.214 | EGA | PB | 2015 | Pondok Gede
CKG114 | 13-02476 | ABB | PB | 2013 | Cengkareng
PK299 | CI-2016-W21-4-0003 | SCHNEIDER | LBS IN | 2016 | Tanjung Priok
AB286 | AB286-C1-2015-E204-0018 | SCHNEIDER | LBS | 2015 | Bandengan
AB287 | AB287-0661-15-213 | EGA | LBS | 2015 | Bandengan
PG103 | PG 103 | KIT 27,2 | PGDB |  | Cempaka Putih
DT103 | DT103 | SCHENEIDER | LBS-1 |  | Lenteng Agung
DT103 | DT103 | SCHENEIDER | LBS-2 |  | Lenteng Agung
DT103 | DT103 | SCHENEIDER | PB-1 |  | Lenteng Agung
CB124 | 0430.15.209 | EGA | LBS | 2015 | Ciracas
DT104 | CI-2015-W24-2-0016 | SCHENEIDER | LBS-1 | 2015 | Lenteng Agung
DT104 | CI-2015-W19-5-0044 | SCHENEIDER | LBS-2 | 2015 | Lenteng Agung
DT104 | CI-2015-W22-2-0019 | SCHENEIDER | PB-1 | 2015 | Lenteng Agung
CGR36 | CGR36 | SCHNEIDER | LBS-1 |  | Lenteng Agung
CGR36 | CGR36 | SCHNEIDER | LBS-2 |  | Lenteng Agung
CGR36 | CGR36 | SCHNEIDER | PB-1 |  | Lenteng Agung
JS234 | 45915.213 | EGA | LBS | 2015 | Pondok Gede
JS234 | 0158-15-214 | EGA | PB | 2015 | Pondok Gede
JS232 | 0233-15-212 | EGA | LBS | 2015 | Pondok Gede
BC47A | 370313BL | EGA | LBS | 2013 | Cengkareng
BC47A | 0710-14-209 | EGA | LBS | 2014 | Cengkareng
BC47A | W15-3-0072 | SCHNEIDER | PB | 2019 | Cengkareng
TB41 | 1524S278 | ORMAZABAL | PB TRAFO | 2015 | Jatinegara
PL213 | CI-2015-W23-6-0001 | SCHNEIDER | TRAFO | 2015 | Pondok Kopi
GH0096 | GH96 | SCHNEIDER | LBS |  | Bulungan
GH0400 | GH400 | GAE | LBS |  | Bulungan
GH0400 | GH400 | GAE | LBS |  | Bulungan
S148 | 0624.15.252 | EGA | PMT | 2015 | Menteng
S148 | 0385.15.2414 | EGA | PB | 2015 | Menteng
KG447 | 2016-W02-3-0001 | SCHNEIDER | CBOM 2 | 2016 | Tanjung Priok
BC264 | 1677.13BF | EGA | PB2 | 2013 | Cengkareng
DT106 | S/N 0270.15.214 | EGA | PB-1 |  | Lenteng Agung
BK208 | - | SCHNEIDER SM6 | LBS |  | Marunda
PK139 | CI2015W5030005 | SCHNEIDER SM6 | LBS |  | Marunda
BK213 | CI-2015-W50-2-0008 | SCHNEIDER SM6 | LBS |  | Marunda
BK213 | CI-2016-W24-3-0042 | SCHNEIDER SM6 | PGC |  | Marunda
KB32B | KB32B | MG SM6 | LBS |  | Cempaka Putih
KB32B | KB32B | MG SM6 | LBS |  | Cempaka Putih
KB32B | KB32B ARAH PB | EGA | PB |  | Cempaka Putih
BK204 | - | SCHNEIDER SM6 | LBS | 2015 | Marunda
BK204 | - | SCHNEIDER SM6 | PB | 2015 | Marunda
TB41 | 1522S155 | ORMAZABAL | LBS MOTORIZE | 2015 | Jatinegara
TB41 | 1523S093 | ORMAZABAL | LBS | 2015 | Jatinegara
KM82 | CI-2016-W02-2-0025 | SCHNEIDER | CBOM | 2016 | Jatinegara
PL208 | 0383.15.211 | EGA | PB | 2015 | Pondok Kopi
PM294 | PM 294 | SCHNEIDER | LBS-1 |  | Lenteng Agung
PM294 | PM 294 | SCHNEIDER | LBS-2 |  | Lenteng Agung
PM294 | PM 294 | SCHNEIDER | LBS-3 |  | Lenteng Agung
PM294 | PM 294 | SCHNEIDER | LBS-4 |  | Lenteng Agung
PM294 | PM 294 | SCHNEIDER | LBS-5 |  | Lenteng Agung
CP505 | C1-2016-W20-0025 | SCHNEIDER | LBS | 2016 | Ciputat
CP505 | C1-2016-W24-40025 | SCHNEIDER | LBS | 2016 | Ciputat
CP503 | 1346.16.213 | EGA | LBS | 2016 | Ciputat
CP503 | 0230-16-214 | EGA | PB TRAFO | 2016 | Ciputat
RG97 | RG 97 | ABB | LBS-1 |  | Lenteng Agung
RG97 | RG 97 | ABB | LBS-2 |  | Lenteng Agung
CN120 | SN C1 - 2016 - 10240049 | SCHNEIDER | LBS | 2016 | Ciputat
CN120 | SN - 2016 - 1821 - 6 - 00 | SCHNEIDER | LBS | 2016 | Ciputat
CN120 | SN C1 - 2016 -1018 - 0001 | SCHNEIDER | PB TRAFO | 2016 | Ciputat
K215 | CI-2018-W42-5-0055 | SCHNEIDER | CBOM | 2016 | Jatinegara
K215 | 0014.16.212 | EGA | LBS | 2016 | Jatinegara
KB134 | 0 | EGA | PB |  | Bulungan
KJ386 | 1148.16.213 | EGA | LBS MOTORIZED | 2016 | Kebon Jeruk
KJ386 | 1157.16.213 | SCHNEIDER | PGC | 2016 | Kebon Jeruk
RG191 | RG191 | EGA | LBS-2 |  | Lenteng Agung
CD385 | 0229.16.212 | EGA | LBS |  | Bintaro
CD372 | 0443.16.212 | EGA | LBS | 2016 | Bintaro
KL177 | 0 | SCHNEIDER | PB2 |  | Bulungan
CK226 | - | SCHNEIDER SM6 | LBS |  | Marunda
BK222 | - | SCHNEIDER SM6 | LBS |  | Marunda
BK222 | - | SCHNEIDER SM6 | LBS |  | Marunda
KJ388 | 1558-16-213 | EGA | LBS MANUAL | 2016 | Kebon Jeruk
KJ388 | 0234-16-212 | EGA | LBS MOTORIZED | 2016 | Kebon Jeruk
GD31B | CI.2017.W472.0020 | SCHNEIDER SM6 | LBS | 2017 | Ciracas
GD31B | CI.2016.W16.3.0039 | SCHNEIDER SM6 | PB | 2016 | Ciracas
GD31B | CI.2016.W16.4.0020 | SCHNEIDER SM6 | PB | 2016 | Ciracas
GD31B | CI.2016.W13.1.0003 | SCHNEIDER SM6 | LBS | 2016 | Ciracas
CB116 | 13.0223 | ABB UNISWITCH | LBS |  | Ciracas
CB116 | CI.2014.W11.5.0044 | SCHNEIDER SM6 | PGC |  | Ciracas
PM353 | PM353 | EGA | LBS-2 |  | Lenteng Agung
KB186A | 0 | EGA | PB2 |  | Bulungan
KS79 | KS79 | SCHNEIDER | PMT |  | Menteng
RG187 | RG187 | EGA | LBS-2 |  | Lenteng Agung
BK202 | - | SCHNEIDER SM6 | LBS |  | Marunda
KB304 | 0 | SCHNEIDER | LBS |  | Bulungan
K66E | CI-2015-W22-1-0044 | SCHNEIDER | PB | 2015 | Jatinegara
DK74 | C1-2018-W21-6-0005 | SCHNEIDER | CBO | 2018 | Cengkareng
BT341 | 0317-15-213 | EGA | LBS | 2015 | Bintaro
MK490P | MK 490P-021415213 | EGA | LBS 2 MOTORIZE | 2015 | Bandengan
E95B | 1501425 | EGA | LBS | 2015 | Pondok Gede
JR74 | 3836 | FLOUKIT M24 | PB | 2009 | Pondok Gede
CB128 | C1-2015-W24-3-0053 | SCHNEIDER | LBS | 2015 | Ciracas
BC26 | 898224-00040-003 | SIEMENS | LBS | 2016 | Cengkareng
GD78 | 2421.17.212 | EGA | LBS | 2017 | Ciracas
GD78 | CI.2013-W14-1-0010 | SCHNEIDER SM6 | PGC | 2013 | Ciracas
GD85 | T73005442624-0053 | SIEMENS | LBS | 2017 | Ciracas
D353 | 663.12 | EGA | PMT | 2014 | Menteng
D353 | 663.12 | EGA | PMT | 2014 | Menteng
KB579 | KB 579 | SCHNEIDER | CBOG |  | Bulungan
GD317P | 46321213 | EGA | LBS | 2021 | Ciracas
D185 | D 185 | EGA | PB |  | Menteng
MK275 | 0366.16.216 | EGA | PGC | 2015 | Cengkareng
MK196 | C1-2014-W46-3-0042 | SCHNEIDER | LBS | 2014 | Cengkareng
MK270 | 123456 | KIT 27.5 | BI |  | Cengkareng
MK270 | 123456 | FLUOKIT M | PGDB | 1990 | Cengkareng
D295 | D 295 | ABB | PMT |  | Menteng
MK270 | 123456 | KIT27.2 | B1 |  | Cengkareng
MK145 | C1-2014-W29-3-0010 | SCHNEIDER | LBS MOT | 2014 | Cengkareng
MK145 | C1-2016-W22-3-0017 | SCHNEIDER | LBS MOT | 2016 | Cengkareng
MK145 | Ci-2016-W17-3-0041 | SCHNEIDER | LBS | 2016 | Cengkareng
T356 | - | SCHNEIDER | LBS | 2012 | Menteng
MK138 | C1-2018-W32-5-0026 | SCHINEIDER | PGC | 2018 | Cengkareng
A149 | 500411660/9021-11 | ABB SAFEPLUS | PB TRAFO 2 |  | Bandengan
CD346 | 0056-15-209 | EGA | LBS | 2015 | Bintaro
CD346 | 0028-15-211 | EGA | PB | 2015 | Bintaro
CP464 | 0137-15-211 | SCHENEIDER | PB | 2015 | Ciputat
CD355 | CL-2015-W22-5-0007 | SCHNEIDER | CBOM | 2015 | Bintaro
CD371 | CL-2015-W33-5-0054 | SCHNEIDER | PB | 2015 | Bintaro
PL216 | CI-2015-W48-1-0047 | SCHNEIDER | PB | 2015 | Pondok Kopi
BC294 | - | MG | PB |  | Cengkareng
PL216 | CI-2015-W38-5-0008 | SCHNEIDER | LBS MOTORIZE | 2015 | Pondok Kopi
PL216 | CI-2015-W37-4-0016 | SCHNEIDER | LBS | 2015 | Pondok Kopi
CKG55 | - | SCHNEIDER | LBS |  | Cengkareng
PL217 | 0323.15.214 | EGA | PB | 2015 | Pondok Kopi
PL217 | CI-2015-W42-5-0013 | SCHNEIDER | LBS | 2015 | Pondok Kopi
PIK33 | PIK33-C1-2015-W4330018 | SCHNEIDER SM6 | LBS | 2015 | Bandengan
KDR246 | 0179-15-212 | EGA | LBS MOT | 2015 | Cengkareng
KDR246 | 0392-15-214 | EGA | PB | 2015 | Cengkareng
JW71 | 1504986.0448.15.212 | EGA | LBS | 2015 | Pondok Gede
BC210 | - | FLUOKIT M | B1 |  | Cengkareng
BC47B | - | MG VERCORS M6 | LBS |  | Cengkareng
GH0096 | GH96 | SCHNEIDER | LBS |  | Bulungan
GH0096 | GH96 | SCHNEIDER | LBS |  | Bulungan
GH0154 | GH154 | SCHNEIDER | LBS |  | Bulungan
GH0154 | GH154 | SCHNEIDER | LBS |  | Bulungan
GH0038 | GH0038 | MERLIN GERIN | LBS |  | Bulungan
GH0038 | GH0038 | KIT 27.2 | LBS |  | Bulungan
GH0072 | GH72 | EGA | LBS |  | Bulungan
GH0072 | GH72 | EGA | LBS |  | Bulungan
GH0072 | GH72 | EGA | LBS |  | Bulungan
GH0072 | GH72 | EGA | LBS |  | Bulungan
KN227 | CI.2016W02-5-0008 | SCHNEIDER | PMT | 2016 | Menteng
CKG54 | 9312 | UNINDO | LBS | 2017 | Cengkareng
CKG54 | 4931 | UNINDO | PB | 2011 | Cengkareng
BC109 | CI-2016-W44-2-0018 | SCHNEIDER | LBS | 2016 | Cengkareng
TA24 | - | EGA | LBS |  | Cengkareng
TA24 | - | EGA | PB |  | Cengkareng
PL217 | CI-2015-W43-4-0037 | SCHNEIDER | LBS | 2015 | Pondok Kopi
PIK33 | PIK33-C1-2015-W4030036 | SCHNEIDER SM6 | LBS | 2015 | Bandengan
PIK33 | PIK33-C1-2016-W02-1-0002 | SCHNEIDER SM6 | PGC | 2016 | Bandengan
CKG68 | - | SCHNEIDER | PB2 |  | Cengkareng
KDR258 | CI-2016-W17-2-0005 | SCHNEIDER | LBS | 2016 | Cengkareng
KDR258 | CI-2016-W20-4-0041 | SCHNEIDER | LBS MOT | 2016 | Cengkareng
KDR258 | CI-2016-W18-2-0020 | SCHNEIDER | PB | 2016 | Cengkareng
CP493 | C1 2016-W25-4-0035 | SCHENEIDER SM 6 | LBS | 2016 | Ciputat
TD239 | SN C1 -2016-W22-3-0003 | SCHENEIDER SM 6 | LBS | 2016 | Ciputat
MK86 | 0661.17.214 | EGA | PB | 2017 | Cengkareng
CGR40 | C1-2016-W33-5-0013 | SCHENEIDER | LBS-1 |  | Lenteng Agung
CGR39 | C1-2016-W32-4-0056 | SCHENEIDER | LBS-2 |  | Lenteng Agung
CGR39 | C1-2016-W34-5-0036 | SCHENEIDER | PB-1 |  | Lenteng Agung
CSL4 | CI.2016.W20.5.0020 | SCHNEIDER SM6 | LBS |  | Ciracas
T412 | 0863.16.213 | EGA | LBS MOTORIZE | 2016 | Menteng
RG191 | RG191 | EGA | PB-1 |  | Lenteng Agung
JGK20 | C1-2016-W45-5-0005 | SCHENEIDER | LBS-2 |  | Lenteng Agung
JGK13 | JGK 13 | EGA | LBS-2 |  | Lenteng Agung
JGK13 | JGK 13 | EGA | PB-1 |  | Lenteng Agung
E319 | 104410033 | SCHNEIDER | LBS | 2015 | Kramat Jati
E379 | E379.2 | SCHNEIDER | LBS (MOTORIZE) | 2016 | Kramat Jati
SN139 | 0 | EGA | LBS |  | Bulungan
SN139 | 0 | EGA | LBS MOTORIZE |  | Bulungan
SN139 | 0 | EGA | LBS MOTORIZE |  | Bulungan
SN139 | 0 | EGA | CBO |  | Bulungan
KG247 | 42816214 | EGA | PB TRAFO | 2016 | Marunda
BC47 | RETROFIT | SCHINEIDER | PB2 | 2014 | Cengkareng
TG352 | - | FLUOKIT M | PB1 | 2016 | Cengkareng
KG255 | 16-5088 | MERLIN GERLIN M6 | LBS |  | Marunda
CK1 | - | FLOUKIT M-24 | LBS |  | Marunda
CK1 | 3342 | FLOUKIT M-24 | PB 2 |  | Marunda
KG128 | CI-2016-W02-2-0015 | SCHNEIDER SM6 | PGC | 2016 | Marunda
PK264 | 1804 | FLOUKIT M BIRU | PB TRAFO | 2010 | Marunda
CK15E | 4288.12.BL | EGA | LBS | 2012 | Marunda
CK15E | 453.12.BL | EGA | LBS | 2012 | Marunda
PK284 | - | FLOUKIT M BIRU | LBS |  | Marunda
PK166 | - | SCHNEIDER SM6 | LBS |  | Marunda
CL29 | 0799.15.209 | EGA | LBS | 2015 | Marunda
KJ389 | 0204-16-212 | EGA | LBS MANUAL | 2016 | Kebon Jeruk
KJ390 | 0408-16-214 | EGA | PB TRAFO | 2016 | Kebon Jeruk
KG226 | - | FLOUKIT M-24 | LBS |  | Marunda
KG226 | - | FLOUKIT M-24 | LBS |  | Marunda
KDR234 | 4815212 | EGA | PMT | 2015 | Cengkareng
KDR207 | C1-2014-W05-6-0003 | SCHINEIDER | CBO MOT | 2014 | Cengkareng
KDR207 | 123456 | EGA | PB |  | Cengkareng
CP480 | C1.2015.W18.3.0053 | SCHENEIDER | LBS | 2015 | Ciputat
MP210 | 0079.15.209.2015 | EGA | LBS MOTORIZE |  | Bulungan
GD78 | 0813.17.212 | EGA | LBS | 2017 | Ciracas
GD77 | CI.2013-W17-1-0016 | SCHNEIDER SM6 | LBS | 2013 | Ciracas
GD343 | 500411660/9011-30 | ABB SAFEPLUS | LBS | 2011 | Ciracas
GD343 | 500411660/8021-03 | ABB SAFEPLUS | PB | 2011 | Ciracas
GD384 | CI.2014-W20-1-0008 | SCHENEIDER | LBS |  | Ciracas
GD384 | CI.2014-W13-4-0017 | SCHENEIDER | LBS |  | Ciracas
GD384 | CI.2014-W14-4-0001 | SCHENEIDER | PGC |  | Ciracas
KN207 | 2017823.12 | EGA | PMT | 2014 | Menteng
DK95 | - | MG | PGDB |  | Cengkareng
CB129 | CI.2015.W22.3.0036 | SCHNEIDER SM6 | LBS |  | Ciracas
CB129 | CI.2015.W26.4.0028 | SCHNEIDER SM6 | LBS |  | Ciracas
CB129 | CI.2015.W28.5.0012 | SCHNEIDER SM6 | PB |  | Ciracas
BC342 | 0195.16.214 | EGA | PB | 2016 | Cengkareng
TG72 | - | FLUOKIT M | B1 |  | Cengkareng
KJ376 | C1-2016-W04-2-0036 | SCHNEIDER | LBS MOTORIZED | 2016 | Kebon Jeruk
KJ376 | C1-2015-W24-5-0010 | SCHNEIDER | LBS MANUAL | 2015 | Kebon Jeruk
MB90 | MB 90-CBO2 | SCHNEIDER | CBO |  | Bandengan
PL218 | CI-2015-W37-3-0031 | SCHNEIDER | LBS | 2015 | Pondok Kopi
BC190 | C1-2014-W28-2-0010 | SCHNEIDER | PB | 2014 | Cengkareng
BC139 | - | MG Vercors M6 | PB2 |  | Cengkareng
KN228 | 0166-5-209 | EGA | PMT |  | Menteng
KN228 | W40-3-0021 | SCHNEIDER | CBOM |  | Menteng
KN229 | 0033-16-212 | EGA | PMT | 2016 | Menteng
BC73 | - | KIT 27,2 | PB |  | Cengkareng
DT108 | DT108 | SCHENEIDER | LBS-2 |  | Lenteng Agung
KM22 | CI-2015-W37-2-0041 | SCHNEIDER | LBS | 2015 | Jatinegara
KM22 | CI-2016-W02-5-0011 | SCHNEIDER | LBS MOTORIZE | 2016 | Jatinegara
GD225P | CI.2015.W24.1.0023 | SCHNEIDER SM6 | LBS |  | Ciracas
MN14 | CI.2016.W04.4.0017 | SCHNEIDER SM6 | PB | 2016 | Ciracas
KDR75 | CI-2017-W35-2-0020 | SCHNEIDER | LBS | 2017 | Cengkareng
TA77 | 1196 | UNINDO | PB |  | Cengkareng
CPG2P | CI.2015.W37.3.0035 | SCHNEIDER SM6 | LBS | 2015 | Ciracas
CPG2P | CI.2015.W37.3.0036 | SCHNEIDER SM6 | LBS | 2015 | Ciracas
CPG2P | 0335.15.214 | EGA | PB | 2015 | Ciracas
KPK48P | KPK48P-0220-15-213 | EGA | LBS MOTORIZED | 2015 | Bandengan
KPK48P | KPK48P-0241-15-212 | EGA | LBS | 2015 | Bandengan
KPK48P | KPK48P-C1-2015-W20-5-0016 | SCHNEIDER | PB | 2015 | Bandengan
GD404 | CI.2015.W36.6.0012 | SCHNEIDER SM6 | LBS | 2015 | Ciracas
GD404 | CI.2015.W24.1.0025 | SCHNEIDER SM6 | LBS | 2015 | Ciracas
GD404 | CI.2015.W39.2.0021 | SCHNEIDER SM6 | PGC | 2015 | Ciracas
CP57 | - | SCHNEIDER | LBS |  | Ciputat
CP57 | - | SCHNEIDER | LBS |  | Ciputat
GD27 | 0337.15.212 | EGA | LBS | 2015 | Ciracas
GD27 | 0430.15.213 | EGA | LBS | 2015 | Ciracas
GD82 | CI.2015.W37.2.0040 | SCHNEIDER SM6 | LBS |  | Ciracas
GD82 | CI.2017.W22.5.0038 | SCHNEIDER SM6 | LBS |  | Ciracas
D358 | W27.2.0044 | SCHNEIDER | PMT | 2015 | Menteng
S148 | 0625.15.213 | EGA | PMT | 2015 | Menteng
KN227 | CI.2015.W45-2-0019 | SCHNEIDER | PMT | 2015 | Menteng
KN227 | CI.2015.W40-4-0017 | SCHNEIDER | CBOM | 2015 | Menteng
AB184 | AB 184-01 | FLUOKIT M | LBS 1 |  | Bandengan
AB184 | AB 184-02 | FLUOKIT M | LBS 2 |  | Bandengan
AB184 | AB 184-03 | ABB | PT |  | Bandengan
AB184 | AB 184-04 | FLUOKIT M | PGDB 1 |  | Bandengan
AB184 | AB 184-05 | FLUOKIT M | PGDB 2 |  | Bandengan
AB184 | AB 184-06 | MG | PB 1 |  | Bandengan
AB254 | AB 254-01 | SIEMENS | LBS 1 |  | Bandengan
BC26 | 883495-0000701-014 | SIEMENS | PT | 2015 | Cengkareng
D351 | W48-4-0010 | SCHNEIDER | PMT | 2014 | Menteng
D351 | - | SCHNEIDER | CBO JAR | 2017 | Menteng
GD97 | 4752 | KIT 27,2 | - | 1987 | Ciracas
GD353 | 12.1571 | ABB UNISWITCH | PB | 2012 | Ciracas
CP396 | - | SCHNEIDER | LBS |  | Ciputat
CP396 | - | SCHNEIDER | PGC |  | Ciputat
CP339 | - | GAE | PB TRAFO |  | Ciputat
GD13 | 0124.19.213 | EGA | LBS | 2019 | Ciracas
CP339 | - | SCHNEIDER | CBOM |  | Ciputat
MB87 | MB 87 | SCHNEIDER | PGC2 |  | Bandengan
GD293P | 1825.13.BL | EGA | LBS | 2013 | Ciracas
CP98P | - | CONTACT PLASMA | PB TRAFO |  | Ciputat
CB82 | 500411660/7001-27 | ABB SAFEPLUS | LBS | 2011 | Ciracas
GD18B | - | FLUOMATIC | LBS |  | Ciracas
GD58 | - | EGA | LBS |  | Ciracas
GD368 | 13.1195 | ABB UNISWITCH | LBS |  | Ciracas
KJ348 | 0341.14.209 | EGA | LBS MOTORIZED | 2014 | Kebon Jeruk
KJ348 | 0089.14.211 | EGA | PB TRAFO | 2014 | Kebon Jeruk
GD54 | CI.2018.W43.1.0038 | SCHNEIDER SM6 | LBS | 2018 | Ciracas
GD54 | SM.1043106CI | SCHENEIDER SM6 | PGC | 2010 | Ciracas
CKG143 | - | EGA | PB | 2015 | Cengkareng
CP230 | 0343.15.213 | EGA | LBS |  | Ciputat
KDR222 | 0125-15-214 | EGA | PB | 2015 | Cengkareng
MP154 | MP154 | EGA | PB |  | Bulungan
KDR239 | 0347-18-211 | EGA | PB | 2015 | Cengkareng
CKG144 | 0014-15-212 | EGA | LBS MOT | 2015 | Cengkareng
GD74B | 1675.18.213 | EGA | LBS |  | Ciracas
GD287P | CI.2013.W17.30021 | SCHNEIDER SM6 | LBS |  | Ciracas
MK246 | 2044 | FLUOKIT M | PMT |  | Cengkareng
MK246 | 9605967 | MG | PB2 |  | Cengkareng
MK246 | - | MG | LBS |  | Cengkareng
GD272 | 3052 | CONTACT PLASMA | LBS |  | Ciracas
GD272 | 3020 | CONTACT PLASMA | PT |  | Ciracas
GD152 | CV.06-5146/025 | SIEMENS | LBS |  | Ciracas
GD152 | CV.06-5146/025 | SIEMENS | LBS |  | Ciracas
KDR246 | CI-215-W41-1-0025 | SCHNEIDER | LBS | 2015 | Cengkareng
MK492P | MK492P-0223-15-213 | EGA | LBS | 2015 | Bandengan
MK492P | MK492P-C1-2015-W33-5-0028 | SCHNEIDER | PB | 2015 | Bandengan
JW71 | 1506424.0606.15.213 | EGA | LBS | 2015 | Pondok Gede
KPK47 | KPK47-1-2015 | SCHNEIDER | LBS |  | Bandengan
KPK47 | KPK47-3-2015 | SCHNEIDER | CBOM |  | Bandengan
GD403 | CI.2015.W32.2.0034 | SCHNEIDER SM6 | LBS |  | Ciracas
GD403 | CI.2015.W28.4.0018 | SCHNEIDER SM6 | PB |  | Ciracas
CKG152 | 0022.16-214 | EGA | PB | 2016 | Cengkareng
GH0096 | GH96 | SCHNEIDER | LBS |  | Bulungan
GH0096 | GH96 | SCHNEIDER | LBS |  | Bulungan
GH0096 | GH96 | SCHNEIDER | LBS |  | Bulungan
GH0096 | GH96 | SCHNEIDER | LBS |  | Bulungan
GH0096 | GH96 | SCHNEIDER | CBO |  | Bulungan
GH0096 | GH96 | SCHNEIDER | CBO |  | Bulungan
GH0400 | GH400 | GAE | LBS |  | Bulungan
GH0154 | GH154 | SCHNEIDER | LBS |  | Bulungan
GH0154 | GH154 | SCHNEIDER | LBS |  | Bulungan
GH0154 | GH154 | SCHNEIDER | LBS |  | Bulungan
GH0154 | GH154 | SCHNEIDER | LBS |  | Bulungan
GH0038 | GH0038 | FLUOKIT M | LBS |  | Bulungan
GH0408 | GH408 | SIEMENS | LBS |  | Bulungan
GH0038 | GH0038 | KIT 27.2 | LBS |  | Bulungan
GH0038 | GH0038 | FLUOKIT M | LBS |  | Bulungan
GH0038 | GH0038 | FLUOKIT M | LBS |  | Bulungan
GH0072 | GH72 | EGA | LBS |  | Bulungan
GH0072 | GH72 | EGA | LBS |  | Bulungan
GH0072 | GH72 | EGA | LBS |  | Bulungan
GH0072 | GH72 | EGA | LBS |  | Bulungan
GH0072 | GH72 | EGA | LBS |  | Bulungan
KB252D | KB 252D | SCHNEIDER | PB-1 |  | Lenteng Agung
KB252D | KB 252D | SCHNEIDER | LBS-1 |  | Lenteng Agung
KB252D | KB 252D | SCHNEIDER | LBS-2 |  | Lenteng Agung
CKG144 | 0126.15.214 | EGA | PB | 2015 | Cengkareng
CKG132 | - | EGA | PB1 | 2015 | Cengkareng
RG55 | RG 55 | Schneider | PGDB-2 |  | Lenteng Agung
KDR69 | - | GAE | PGDB |  | Cengkareng
CD354 | 0295-15-213 | EGA | LBS | 2015 | Bintaro
BC349 | 1660.17.234 | EGA | PGC | 2017 | Cengkareng
CB130 | CI.2015.W29.2.0007 | SCHNEIDER SM6 | PB | 2015 | Ciracas
PM150 | PM 150P | ABB | LBS-2 |  | Lenteng Agung
PL208 | 0767.15.209 | EGA | LBS MOTORIZE | 2015 | Pondok Kopi
PL208 | 0852.16.209 | EGA | LBS | 2015 | Pondok Kopi
DK233P | 123456 | UNINDO | PB |  | Cengkareng
B44A | B 44A - 04 | ABB UNISWITCH | PB 2 |  | Bandengan
KDR243 | 0125-15-12 | EGA | LBS | 2015 | Cengkareng
BT323 | C1-2015-W26-5-0045 | SCHNEIDER | LBS | 2015 | Bintaro
BT323 | C1-2015-W29-3-0008 | SCHNEIDER | LBS | 2015 | Bintaro
BT324 | C1-2015-W29-1-0017 | SCHNEIDER | PB | 2015 | Bintaro
K74 | CI-2016-W17-2-0038 | SCHNEIDER | LBS | 2016 | Jatinegara
K74 | CI-2016-W16-2-003 | SCHNEIDER | PB | 2016 | Jatinegara
PL97 | 0321.15.214 | EGA | PB |  | Pondok Kopi
TG481 | 0742.18.214 | EGA | PB1 | 2018 | Cengkareng
CP489 | C1.2016-W42-3-0006 | schneider | LBS | 2016 | Ciputat
CP489 | C1.2016 | schneider | PB | 2016 | Ciputat
RG193 | IDAABB419010175 | ABB SAFEPLUS | LBS-2 |  | Lenteng Agung
RG193 | IDAABB420030265 | ABB SAFEPLUS | PB-1 |  | Lenteng Agung
CGR58 | 1868-19 | ULUSOY | PB |  | Lenteng Agung
CGR38 | CI-2016-W04-6-0015 | SCHNEIDER | LBS-2 |  | Lenteng Agung
CGR38 | 0006-16-2014 | EGA | PB-1 |  | Lenteng Agung
KM25 | CI-2016-W17-2-0023 | SCHNEIDER | LBS MOTORIZE | 2016 | Jatinegara
KM25 | CI-2016-W22-5-0017 | SCHNEIDER | LBS | 2016 | Jatinegara
CN114 | C1.-2015-W42-7-0008 | SCHNEIDER (MTRS) | LBS (MOTORISE) | 2015 | Ciputat
CN114 | 0404.15.214 | EGA | PB |  | Ciputat
CN114 | 0424.15-212 | EGA | LBS | 2015 | Ciputat
CN115 | CL2016-W06-2-0031 | SCHNEIDER (MTRS) | LBS (MOTORISE) | 2016 | Ciputat
CN115 | CL.2015-W50-2-0024 | schneider | LBS | 2015 | Ciputat
CN115 | CL.2016-W03-2-0029 | schneider | PB | 2016 | Ciputat
DK91 | 229-12BF | EGA | PB | 2013 | Cengkareng
DK35A | 0191.15.214 | EGA | PB1 | 2015 | Cengkareng
TA116 | - | FLUOKIT M | PT |  | Cengkareng
TA116 | - | KIT27.2 | PGDB | - | Cengkareng
TA116 | - | FLUOKIT M | B1 |  | Cengkareng
PB50 | 1504877 | EGA | PB | 2015 | Pondok Kopi
MK190 | 9501151 | MG | LBS |  | Cengkareng
JGK17 | C1-2016-W08-5-0022 | SCHNEIDER | LBS-2 |  | Lenteng Agung
JGK17 | C1-2016-W04-3-0020 | SCHNEIDER | PB-1 |  | Lenteng Agung
TA65 | 46216.214 | EGA | PB | 2016 | Cengkareng
AB94 | AB 94_LBS1 | MG VERCORS M6 | LBS |  | Bandengan
AB94 | AB 94_LBS2 | MG VERCORS M6 | LBS |  | Bandengan
S132P | S132P | SIEMENS | PMT |  | Menteng
K99B | T73005442541-0077 | SIEMENS | LBS | 2018 | Jatinegara
K166 | 1681.17.214 | EGA | PB TRAFO | 2017 | Jatinegara
K66L | K66L_T73005442624-0103 | SIEMENS | LBS | 2018 | Jatinegara
K19C | 2017CSF60119 | ORMAZABAL | CBO | 2017 | Jatinegara
GH0227 | CI-2017-W43-3-0016 | SCHNEIDER | LBS MOTORIZE | 2017 | Jatinegara
CKG156 | 0479-16-212 | EGA | LBS | 2016 | Cengkareng
CB67K | SM.0937134 CI | SCHENEIDER SM6 | LBS |  | Ciracas
GD330P | SB.2010-W46-1-0026 | SCHENEIDER RM6 | LBS | 2010 | Ciracas
GD330P | SB.2010.W46-1-0092 | SCHENEIDER RM6 | LBS | 2010 | Ciracas
CN96 | C1.2014-W41-4-0034 | SCHENEIDER | LBS | 2014 | Ciputat
KDR33 | 123456 | MG SM6 | LBS |  | Cengkareng
RG170 | RG 170 | SCHNEIDER | PGDB-1 |  | Lenteng Agung
GD366P | 1937.13. BL | EGA | LBS | 2013 | Ciracas
GD166 | CI-2018-W18-5-0051 | SCHNEIDER | LBS | 2018 | Ciracas
GD166 | 2817.17.213 | EGA | LBS | 2017 | Ciracas
S81 | S 81 | SCHNEIDER | PGC |  | Menteng
CP477 | C1.2015-W28-5-0018 | SCHENEIDER | PB | 2015 | Ciputat
CN105 | C1.2015-W21-3-0021 | SCHENEIDER | LBS MOTORIZE | 2015 | Ciputat
KB318 | 0 | SCHNEIDER | LBS MOTORIZE |  | Bulungan
TD178 | 129817 | ABB | LBS |  | Ciputat
TA17 | 12345 | ABB | B1 |  | Cengkareng
MK44 | 12345 | EGA | PMT |  | Cengkareng
MD107 | 27 | SCHNEIDER SM6 | LBS | 2015 | Marunda
MD107 | 27 | SCHNEIDER SM6 | LBS | 2015 | Marunda
BDU13G | BDU13G | EGA | LBS 01 |  | Bandengan
BDU13G | BDU13G | EGA | LBS 02 |  | Bandengan
TD162A | 0 | KIT 25 C | LBS |  | Ciputat
TB61 | TB61_CI-2015-W20-5-0046 | SCHNEIDER | PB | 2015 | Jatinegara
AB283 | CV 876026-000100/007 | SIEMENS | LBS 2 | 2015 | Bandengan
GD396P | CI.2014-W26-6-0009 | SCHNEIDER SM6 | LBS | 2014 | Ciracas
GD396P | CI.2014-W25-2-002 | SCHNEIDER SM6 | LBS | 2014 | Ciracas
GD396P | CI.2014-W29-3-0027 | SCHNEIDER SM6 | PB | 2014 | Ciracas
DT105 | C1-2015-W23-4-0014 | SCHENEIDER | PB-1 |  | Lenteng Agung
SD237 | 38815213 | EGA | LBS MOTORIZE | 2015 | Tanjung Priok
TB68 | 0716-15-209 | EGA | LBS | 2015 | Jatinegara
CP60 | IEC-6227 | SCHNEIDER | LBS |  | Ciputat
CP60 | IEC-6227 | SCHNEIDER | LBS |  | Ciputat
CP60 | IEC-6227 | SCHNEIDER | PB |  | Ciputat
CK68 | 1710572 | EGA | PB 2 | 2017 | Marunda
RG206 | RG 206 | ULUSOY | CBOG |  | Lenteng Agung
RG206 | RG 206 | EGA | PB-2 |  | Lenteng Agung
RG206 | RG 206 | EGA | LBS-1 |  | Lenteng Agung
PK257 | 0891.17.212 | EGA | LBS | 2017 | Marunda
PK103B | 0452.17.216 | EGA | LBS/CBOM | 2017 | Marunda
PK103B | 1185.17.214 | EGA | PB 1 | 2017 | Marunda
TD49 | 1375.17.214 | EGA | PB | 2017 | Ciputat
CP77 | 1506.17.212 | EGA | LBS | 2017 | Ciputat
CP77 | 1499.17.214 | EGA | PB | 2017 | Ciputat
CP73 | - | EGA | PB | - | Ciputat
TD190 | 2109.17.213 | EGA | LBS MOTORIZE | 2017 | Ciputat
PK304 | 137117212/2017 | EGA | LBS | 2017 | Tanjung Priok
GD88 | CI.2012-W35-2-0027 | SCHNEIDER SM6 | LBS |  | Ciracas
GD88 | CI.2012-W48-4-001 | SCHNEIDER SM6 | LBS |  | Ciracas
KG435 | 0082.15.209 | EGA | LBS MOTORIZE | 2015 | Tanjung Priok
KG435 | 0091.15.209 | EGA | LBS | 2015 | Tanjung Priok
KG435 | - | SCHNEIDER SM6 | PB TRAFO | 2015 | Tanjung Priok
GD88 | CI.2012-W43-1-0028 | SCHNEIDER SM6 | PGC |  | Ciracas
GH0371 | 3407.13.BL | EGA | LBS MAN | 2013 | Cengkareng
CP57 | - | SCHNEIDER | PB |  | Ciputat
CP489 | C1.2016-W04.3-0017 | SCHNEIDER (MTRS) | LBS (MOTORISE) | 2016 | Ciputat
JGK17 | C1-2016-W03-1-0036 | SCHNEIDER | LBS-1 |  | Lenteng Agung
KM19 | CI-2016-W08-3-0013 | SCHNEIDER | CBOM | 2016 | Jatinegara
MK220 | 4895 | FLUOKIT M | PB | 2011 | Cengkareng
E414 | E414_1_CI2016W0630011 | SCHNEIDER | LBS | 2016 | Kramat Jati
E414 | E414_2_CI2015W3350019 | SCHNEIDER | LBS (MOTORIZE) | 2015 | Kramat Jati
E414 | E414_3_CI2015W4140004 | SCHNEIDER | CBOG | 2015 | Kramat Jati
KM33 | CI-2016-W08-2-0038 | SCHNEIDER | CBOM | 2016 | Jatinegara
KM33 | CI-2016-W21-6-0053 | SCHNEIDER | LBS MOTORIZE | 2016 | Jatinegara
KM33 | CI-2016-W17-2-0040 | SCHNEIDER | LBS | 2016 | Jatinegara
K197 | CI-2016-W21-2-0042 | SCHNEIDER | LBS MOTORIZE | 2016 | Jatinegara
K197 | CI-2016-W15-6-0041 | SCHNEIDER | PB | 2016 | Jatinegara
GH0280 | 3353.13.BL | EGA | LBS | 2013 | Marunda
GH0280 | 3350.13.BL | EGA | LBS | 2013 | Marunda
GH0175 | 25124/105/11/01/E6 | GAE GLS M | LBS | 2011 | Marunda
GH0189 | - | MG SM6 | LBS |  | Marunda
JGK18 | C1-2015-W04-6-0012 | SCHENEIDER | PB-1 |  | Lenteng Agung
RG192 | C1-2015-W41-3-0014 | SCHENEIDER | LBS-1 |  | Lenteng Agung
RG192 | C1-2016-W06-2-0025 | SCHENEIDER | LBS-2 |  | Lenteng Agung
RG194 | C1-2015-W52-2-0013 | SCHENEIDER | LBS-1 |  | Lenteng Agung
RG194 | C1-2016-W05-3-0012 | SCHENEIDER | PB-1 |  | Lenteng Agung
TD53A | T73005555599-0094 | SIEMENS | LBS | 2018 | Ciputat
TD53A | T73005555599-0033 | SIEMENS | PB | 2018 | Ciputat
CP383 | 501670294/1021-005 | ABB SAFEPLUS | PB | 2016 | Ciputat
TD92B | CL-2017-W33-4-0016 | SCHNEIDER | LBS | 2018 | Ciputat
CP18 | C1.2017.W5.2.5.0055 | SCHNEIDER | LBS | 2017 | Ciputat
K137N | CI-2017-W46-3-0029 | SCHNEIDER | LBS MOTORIZE | 2017 | Jatinegara
PL256 | 0514.15.209 | EGA | PB | 2015 | Pondok Kopi
PL253 | 2465.17.213 | EGA | LBS | 2017 | Pondok Kopi
RG210 | 3654-17-213/2017 | EGA MR | LBS-2 |  | Lenteng Agung
K305 | - | EGA | PMT |  | Menteng
K305 | T293P | EGA | PMT |  | Menteng
K305 | - | EGA | PB |  | Menteng
CNK19 | C1.22016.W34.2.0043 | SCHENEIDER SM 6 | LBS | 2016 | Ciputat
DT111 | DT111 | CONTACT PLASMA | LBS-1 |  | Lenteng Agung
PB5 | W22.2.0021 | SCHNEIDER | LBS MOTORIZE | 2016 | Pondok Kopi
PL223 | CI-2016-W23-1-0035 | EGA | LBS | 2016 | Pondok Kopi
PL223 | 83216213 | EGA | LBS | 2016 | Pondok Kopi
TA128 | 0361-16-216 | EGA | CBO | 2016 | Cengkareng
CP502 | C1-2016â€¦ | SCHNEIDER (MTRS) | LBS (MOTORISE) | 2016 | Ciputat
GD272 | 3051 | CONTACT PLASMA | LBS |  | Ciracas
S98 | 84 | EGA | LBS | 2019 | Menteng
S98 | W0510033 | SCHNEIDER | PGC | 2019 | Menteng
PG152 | PG 152 | SCHNEIDER | CBOM | 2019 | Cempaka Putih
KJ228 | PB TRAFO 1_KJ 228 | SCHNEIDER | PB TRAFO |  | Kebon Jeruk
GD195 | SM.1033047 CI | SCHNEIDER SM6 | PGC |  | Ciracas
CP195 | - | MERLIN GERIN | PB TRAFO 2 |  | Ciputat
MK231 | CI-2017-W35.3.0043 | SCHINEIDER | LBS | 2017 | Cengkareng
SD190 | 29526/094/13/03/E6 | GAE | PGC |  | Tanjung Priok
CB114P | CI.2013-W17-2-0002 | SCHNEIDER SM6 | LBS |  | Ciracas
BC358 | 25094/105/1102/EG | GAE | PB | 2011 | Cengkareng
BC358 | 24084-103-11-03EG | GAE | PGC | 2011 | Cengkareng
CB48 | 77.12.BF | EGA | PB |  | Ciracas
CB101P | 13.1207 | ABB UNISWITCH | LBS |  | Ciracas
CB113P | 2831.13.BL | EGA | LBS |  | Ciracas
TA166 | CI-2015-W22-2-0045 | SCHNEIDER | PB | 2015 | Cengkareng
RM79P | 0550.17.214 | EGA | PB | 2017 | Cempaka Putih
RM79P | 0037.15.209 | EGA | LBS | 2015 | Cempaka Putih
JR92P | 1746.13.BF | EGA | PB |  | Ciracas
JR92P | 3618.13.BL | EGA | LBS |  | Ciracas
GD17 | CI.2015.W33.4.0009 | SCHNEIDER | PGC | 2015 | Ciracas
CRC6 | S.9501484 | MERLIN GERIN SM6 | LBS |  | Ciracas
JR108 | 10669 | FLUOKIT M | LBS |  | Ciracas
D17N | D 17N | MERLIN GERIN | PMT |  | Menteng
K211 | K 211 | MERLIN GERIN | PGDB |  | Menteng
P88 | P 88 | EGA | PMT |  | Menteng
MB97 | MB 97-02-0086.15.209 | EGA | LBS | 2015 | Bandengan
T167 | - | MERLIN GERIN | B1 |  | Menteng
BTC27 | 23549/102/11/01/EG | GAE | LBS | 2011 | Cengkareng
GD229 | 12.718 | ABB UNISWITCH | LBS | 2012 | Ciracas
TD281 | 1647.17.213 | EGA | LBS | 2017 | Ciputat
MB115 | MB 31-05 | EGA | CBO RC |  | Bandengan
TD194 | T73005555599-0009 | SIEMENS | PB | 2018 | Ciputat
TD53A | T73005555599-0053 | SIEMENS | LBS MOTORIZE | 2018 | Ciputat
CP143 | 914117213 | EGA | LBS | 2017 | Ciputat
CP236 | - | CONTAPLASMA | LBS | - | Ciputat
CP236 | 24993/105/02/E6 | GAE | PB | - | Ciputat
TD92B | CL-2017-W35-4-0010 | SCHNEIDER | LBS | 2018 | Ciputat
TD92B | CL-2018-W02-2-0009 | SCHNEIDER | PB | 2018 | Ciputat
TD195 | 32017213 | EGA | LBS MOTORIZE | 2017 | Ciputat
CP18 | C1.2018.W02.5.0029 | SCHNEIDER | LBS | 2018 | Ciputat
TD312 | - | KIT 27.2 | PB |  | Ciputat
K11A | 2610.17.219 | EGA | LBS MOTORIZE | 2017 | Jatinegara
K99C | T73005442541-0023 | SIEMENS | LBS MOTORIZE | 2018 | Jatinegara
K48A | 2403.17.213 | EGA | LBS MOTORIZE | 2017 | Jatinegara
PM71A | T73005442624-0059 | SIEMENS | LBS | 2018 | Jatinegara
PM31 | 1014.17.212 | EGA | LBS | 2017 | Jatinegara
K49A | T73005442541-0005 | SIEMENS | LBS MOTORIZE | 2017 | Jatinegara
K49A | CI-2018-W18-4-0011 | SCHNEIDER | PB | 2018 | Jatinegara
TB53 | SB 2011-W16-2-0070 | SCHNEIDER | LBS | 2011 | Jatinegara
TB53 | SB 2011-W16-6-0064 | SCHNEIDER | LBS | 2011 | Jatinegara
TB53 | SB 2011-W16-6-0073 | SCHNEIDER | PB | 2011 | Jatinegara
TP117 | 0957-17-212 | EGA | PMT | 2016 | Cempaka Putih
TP117 | 0957-17-212 | EGA | PMT | 2016 | Cempaka Putih
TP117 | 0962-17-214 | EGA | PB TRAFO | 2016 | Cempaka Putih
KM80 | CI-2018-W12-4-0040 | SCHNEIDER | ACO | 2018 | Jatinegara
GH0230 | GH230.4.44840043 | SCHNEIDER | LBS | 2016 | Kramat Jati
PS63 | PS63-PMT-GH43 | TAMCO | PB 1 |  | Cempaka Putih
GH0230 | GH230.5.44810023 | SCHNEIDER | LBS | 2016 | Kramat Jati
GH0230 | GH230.6.44470015 | SCHNEIDER | LBS | 2016 | Kramat Jati
JW76 | C1-2016-W34-6-0054 | SCHNEIDER | LBS | 2016 | Pondok Gede
JW76 | 1525.16.213 | EGA | LBS MOTORIZE | 2016 | Pondok Gede
JW76 | C1-2016-W48-2-0020 | SCHNEIDER | PB | 2016 | Pondok Gede
JS236 | 0167.16.214 | EGA | PB | 2016 | Pondok Gede
JR203 | 1468.16.219 | EGA | LBS MOTORIZE | 2016 | Pondok Gede
JR203 | C1-2016-W48-2-0053 | SCHNEIDER | PB | 2016 | Pondok Gede
JS241 | 0324.16.212 | EGA | LBS | 2016 | Pondok Gede
JS241 | 1470.16.213 | EGA | LBS MOTORIZE | 2016 | Pondok Gede
JS241 | 0397.16.216 | EGA | PB | 2016 | Pondok Gede
B363P | B363P-02 (024316282) | EGA | LBS |  | Bandengan
B363P | B363P-03 (087016214) | EGA | PB |  | Bandengan
JR193 | C1-2016-W33-5-0016 | SCHNEIDER | PB | 2016 | Pondok Gede
JS237 | 0237.16.14 | EGA | PB | 2016 | Pondok Gede
MN44 | C1-2016-W35-1-0050 | SCHNEIDER | LBS | 2016 | Pondok Gede
T413 | 0385-16-216 | EGA | CBOM | 2016 | Menteng
K41A | 0208.16.212 | EGA | PB | 2016 | Jatinegara
K41A | 0208.16.212 | EGA | LBS | 2016 | Jatinegara
TG70A | CI-2016-W453-048 | SCHNEIDER | PB2 | 2016 | Cengkareng
TT60 | 0922-16-216 | EGA | CBOM | 2016 | Menteng
PG72A | 0378.16.214 | EGA | PB TRAFO | 2016 | Marunda
GD414 | 0264.17.213 | EGA | MV Cell LBS Mot | 2017 | Ciracas
GD414 | 0380.17.212 | EGA | LBS | 2017 | Ciracas
GD414 | 0236.17.214 | EGA | PB | 2017 | Ciracas
PL224 | 0875.16.213 | EGA | LBS | 2016 | Pondok Kopi
PL224 | 0016.16.212 | EGA | LBS | 2016 | Pondok Kopi
PL224 | 0181.16.214 | EGA | PB | 2016 | Pondok Kopi
PB54 | 0282.16.214 | EGA | PB | 2016 | Pondok Kopi
K299 | K299 | EGA | PMT |  | Menteng
K299 | K299 | EGA | PMT |  | Menteng
K299 | K299 | EGA | PB |  | Menteng
T407 | T407 | SCHNEIDER | PMT |  | Menteng
T407 | T407 | SCHNEIDER | PMT |  | Menteng
BT382 | 1717.16.213 | EGA | LBS | 2016 | Bintaro
BT382 | 0554.17.212 | EGA | LBS | 2017 | Bintaro
BT368 | 0605.17.212 | EGA | LBS | 2017 | Bintaro
BT368 | 0345.17.214 | EGA | PB | 2017 | Bintaro
CGR46 | IDABB419010161 | ABB | LBS-2 |  | Lenteng Agung
JR199 | 1364.16.213 | EGA | LBS MOTORIZE | 2016 | Pondok Gede
E418 | 323 | SCHNEADER | LBS | 2016 | Kramat Jati
D369 | 0 | EGA | PB |  | Menteng
PB53 | CI-2016-W32-6-0027 | SCHNEIDER | LBS | 2016 | Pondok Kopi
PB53 | 0028.16.212 | EGA | LBS | 2016 | Pondok Kopi
PB53 | CI-2016-W33-6-0043 | SCHNEIDER | PB | 2016 | Pondok Kopi
PL225 | CI-2016-W25-5-0001 | SCHNEIDER | LBS | 2016 | Pondok Kopi
PL225 | CI-2016-W31-5-0012 | SCHNEIDER | PB | 2016 | Pondok Kopi
MK474 | MK 474-04 | SCHNEIDER SM6 | PGC |  | Bandengan
CKG165 | - | ORMAZABAL | LBS | 2017 | Cengkareng
PK100 | 0095.17.214 | EGA | PB 2 | 2016 | Marunda
K162 | 1749.16.213 | EGA | LBS MOTORIZE | 2016 | Jatinegara
PK304 | 8355.17.214/2017 | EGA | PB TRAFO | 2017 | Tanjung Priok
KPK59G | KPK 59G-02 | EGA | LBS MANUAL | 2017 | Bandengan
D297 | D297 | EGA | PMT |  | Menteng
MB6 | MB 6-03 | EGA | CBOM 1 | 2017 | Bandengan
MB6 | MB 6-04 | EGA | CBOM 2 | 2017 | Bandengan
CN128 | 1603.17.214 | EGA | CBOG | 2017 | Ciputat
CP154 | 1449.17.214 | EGA | LBS MOTORIZE | 2017 | Ciputat
RG129P | RG 129P | EGA | LBS-1 |  | Lenteng Agung
CP139B | 1494.17.212 | EGA | LBS MOTORIZE | 2017 | Ciputat
CP139B | 2491.17.213 | EGA | LBS MOTORIZE | 2017 | Ciputat
GD32A | 2467.17.213 | EGA | LBS |  | Ciracas
GD32A | 2466.17.213 | EGA | LBS |  | Ciracas
JR83 | 1644.17.214 | EGA | LBS |  | Ciracas
JR83 | CI.2016.W21.5.0051 | SCHNEIDER SM6 | LBS |  | Ciracas
RG39 | RG 39 | SCHNEIDER | LBS-1 |  | Lenteng Agung
DT120 | 1468.17.212 | EGA | LBS-2 |  | Lenteng Agung
PK303 | 2016CSF63061 | COMPAC | LBS MTR | 2017 | Tanjung Priok
PK303 | 2016CSF63043 | COMPAC | LBS MTR | 2017 | Tanjung Priok
GD275P | T73005442541-0065 | SIEMENS | LBS | 2017 | Ciracas
PG440 | 1048.17.212 | SCHNEIDER | LBS | 2017 | Cempaka Putih
K48A | 0823.17.212 | EGA | LBS | 2017 | Jatinegara
KB64 | T73005442624-0003 | SIEMENS | PB TRAFO | 2018 | Jatinegara
PM71A | T73005442624-0061 | SIEMENS | LBS MOTORIZE | 2018 | Jatinegara
PM71A | T73005442624-0090 | SIEMENS | PB TRAFO | 2018 | Jatinegara
E92F | 1815.16.213 | EGA | LBS | 2016 | Pondok Kopi
BC239 | CI-2018-W12-3-0013 | SCHNEIDER | PB2 | 2018 | Cengkareng
GNS26 | GNS26-01 | EGA | LBS 1 |  | Bandengan
PL235 | 0296.16.212 | EGA | LBS | 2016 | Pondok Kopi
PL235 | CI-2016-W48-1-0005 | SCHNEIDER | PB | 2016 | Pondok Kopi
GD350 | T.73005032314.0035 | SIEMENS | LBS | 2017 | Ciracas
GD350 | T.73005052683.0303 | SIEMENS | PB | 2017 | Ciracas
BK56 | 0320.17.214 | EGA | PB | 2017 | Marunda
KP32 | 0461.17.213 | EGA | LBS | 2017 | Marunda
PRG2P | 0494.17.213 | EGA | LBS |  | Ciracas
CSL6 | CI.2017.W08-5-0008 | SCHNEIDER SM6 | LBS | 2017 | Ciracas
CSL6 | 0495.17.212 | EGA | LBS | 2017 | Ciracas
CP358 | 0442.16.214 | EGA | PB | 2016 | Ciputat
CGR48 | 173005052683-0271 | SIEMENS | LBS-1 | 2017 | Lenteng Agung
CGR48 | 173005052683-0321 | SIEMENS | PB-1 | 2017 | Lenteng Agung
CL10 | 0693.16.212 | EGA | LBS | 2017 | Marunda
MB102 | 0003.17.212 | EGA | LBS | 2017 | Bandengan
MB102 | 0394.17.213 | EGA | LBS MOTORIZED | 2017 | Bandengan
MB102 | 0183.17.216 | EGA | PGC | 2017 | Bandengan
PM121C | PM 121C | EGA | LBS-4 |  | Lenteng Agung
PM121C | PM 121C | EGA | LBS-5 |  | Lenteng Agung
S154 | 3310-17-213 | EGA | PMT | 2017 | Menteng
AB259 | AB 259-04 | GAE GLS | CBOM | 2010 | Bandengan
A27A | A 27A-01 | EGA | LBS MOTORIZE |  | Bandengan
AB148 | AB 148-03 | SCHNEIDER SM6 | PB | 2010 | Bandengan
MK494 | MK 494-02 | EGA | LBS MANUAL | 2017 | Bandengan
MK494 | MK 494-03 | EGA | PB | 2017 | Bandengan
S14A | S 14A-02 | SCHNEIDER SM6 | LBS MANUAL | 2017 | Bandengan
MK451 | CI 2017 W47-2-0017 | SCHNEIDER SM6 | LBS | 2015 | Bandengan
MK451 | SM0702121 | MERLIN GERLIN | PB 1 | 2015 | Bandengan
MK451 | SM0803040 | SCHNEIDER | PB 2 | 2015 | Bandengan
GD58C | CI.2017.W31.2.0018 | SCHNEIDER SM6 | LBS | 2017 | Ciracas
GD58C | SM.1040159CI | SCHNEIDER SM6 | LBS | 2010 | Ciracas
BT377 | 0441.17.212 | EGA | LBS | 2017 | Bintaro
BT377 | 0821.17.214 | EGA | PB | 2017 | Bintaro
T53 | T53 | KIT 25 | PT |  | Menteng
BN45 | 0364.17.213 | EGA | PMT | 2017 | Menteng
BN45 | 0485.17.212 | EGA | PMT | 2017 | Menteng
BN45 | 0379.17.214 | EGA | PB | 2017 | Menteng
GD20B | T.73005052683-0385 | SIEMENS | LBS | 2017 | Ciracas
JR210 | 1871.16.213 | EGA | LBS MOTORIZE | 2017 | Pondok Gede
KM1 | KM1_CI-2018-W12-2--0053 | SCHNEIDER | PB TRAFO | 2018 | Jatinegara
KM1 | KM1_CI-2018-W12-2--0054 | SCHNEIDER | PB TRAFO | 2018 | Jatinegara
K50B | T73005442541-0029 | SIEMENS | LBS MOTORIZED | 2017 | Jatinegara
K50B | T73005442624-0109 | SIEMENS | LBS | 2017 | Jatinegara
K50B | CI-2018-W12-2--0054 | SCHNEIDER | PB | 2018 | Jatinegara
E39 | 0136.16.214 | EGA | LBS | 2016 | Ciracas
SP81 | 1123.17.212 - SP81 - LBS | EGA | LBS MANUAL | 2017 | Kebon Jeruk
PM71 | 0109.18.212 | EGA | LBS MANUAL | 2018 | Jatinegara
PM71 | 2113.13.BL | EGA | LBS MOTORISE | 2013 | Jatinegara
PM71 | 1805.13.BF | EGA | PB TRAFO | 2013 | Jatinegara
GD289 | T73005442627.0029 | SIEMENS | LBS |  | Ciracas
GD289 | T73005442627.0022 | SIEMENS | LBS |  | Ciracas
PK285 | CI2016W2250015 | SCHNEIDER | LBS KOPEL |  | Tanjung Priok
E437 | 13.02326 E437 | ABB UNISWITCH | LBS | 2013 | Kramat Jati
D381 | - | SCHENDER | LBS MOTORIZE | 2018 | Menteng
D381 | 0124.0012.2 | SCHENDER | LBS MOTORIZE | 2018 | Menteng
D381 | 0124.0016.1 | SCHENDER | PB | 2018 | Menteng
KDR64P | EC01905253 | JOONGWON | LBS MOT | 2019 | Cengkareng
JR203 | 0261.16.212 | EGA | LBS | 2016 | Pondok Gede
B363P | B363P-01 (089380218) | EGA | LBS |  | Bandengan
T413 | 0844-16-213 | EGA | PMT | 2016 | Menteng
TT60 | 0351.18.234 | EGA | CBO-JAR | 2018 | Menteng
GD18D | T.73005052683-0051 | SIEMENS | PB |  | Ciracas
PK201 | - | SCHNEIDER | LBS |  | Marunda
K234 | CI-2016-W53-3-0030 | SCHNEIDER | PB | 2016 | Jatinegara
PGS10 | 548 | FLUOKIT M | PB TRAFO |  | Marunda
GD306P | T.73005052883-0137 | SIEMENS | LBS |  | Ciracas
RG176 | RG176 | SCHNEIDER | LBS-1 |  | Lenteng Agung
CK86 | 0317.17.213 | EGA | LBS | 2017 | Marunda
PM162 | PM162 | SCHENEIDER | CBOG-1 |  | Lenteng Agung
DT116 | 0208.17.212 | EGA MR | LBS-1 |  | Lenteng Agung
CGR50 | CI-2017-W37-3-0017 | SCHNEIDER | LBS-1 | 2017 | Lenteng Agung
BANK2 | 254154 | EGA | PMT |  | Menteng
MK495 | MK 495-03 | SIEMENS | PB |  | Bandengan
MK450 | MK 450-01 | SCHNEIDER SM6 | LBS MOTORIZE | 2017 | Bandengan
MK451 | SM 0702120 | MERLIN GERLIN | LBS | 2017 | Bandengan
B203 | B 203-02 | EGA | LBS MANUAL | 2017 | Bandengan
A64 | A 64-03 | SCHNEIDER SM6 | LBS MOTORIZE | 2017 | Bandengan
T47A | T47A | SCHNEIDER | PMT |  | Menteng
CP402 | 3670.17.213 | EGA | LBS | 2017 | Ciputat
CP402 | - | SCHNEIDER | PGC/CBO | - | Ciputat
KM34 | CI-2019-W34-1-1405 | SCHNEIDER RM6 | LBS MOTORISE | 2019 | Jatinegara
CK240 | 0965.17.217 | EGA | PB | 2017 | Marunda
E432 | 1588.17.234 E432 | EGA | CBOG | 2017 | Kramat Jati
PGL39 | CSF 63318 | ORMAZABAL | LBS | 2019 | Pondok Kopi
A104 | A 104-01 | EGA | LBS MOTORIZE | 2017 | Bandengan
GD18D | T.73005052683-0182 | SIEMENS | LBS |  | Ciracas
KG35 | - | FLOUKIT M | LBS |  | Marunda
KG35 | - | FLOUKIT M | LBS |  | Marunda
KG35 | - | FLOUKIT M | PB 2 |  | Marunda
PK69A | 0723.16.212 | EGA | LBS |  | Marunda
PK69A | 0072.17.214 | EGA | PB 2 |  | Marunda
BT377 | 0449.17.212 | EGA | LBS | 2017 | Bintaro
E114 | 0350.17.214 | EGA | PB |  | Ciracas
GD7 | T.73005052683.0010 | SIEMENS | LBS | 2017 | Ciracas
CKG177 | C1.2017.W04.5.0013 | SCHNEIDER | LBS | 2017 | Cengkareng
T409 | T409 | SCHNEIDER | PMT | 2016 | Menteng
E435 | CI-2017-W41-5-0028 E435 | SCHNEIDER | LBS (MOTORIZE) | 2017 | Kramat Jati
BT383 | 0089.15.209 | EGA | LBS | 2015 | Bintaro
GD52A | T73005442627.0088 | SIEMENS | LBS | 2017 | Ciracas
CD404 | CI-2017-W42-3-0003 | SCHNEIDER | LBS | 2018 | Bintaro
TD369 | - | F n G | LBS |  | Ciputat
TD369 | - | F n G | PB |  | Ciputat
GH0371 | SN. 130421213 | EGA | LBS MOTORIZE | 2015 | Cengkareng
RG210 | 1632-17-212/2017 | EGA | LBS-1 |  | Lenteng Agung
RG210 | CI.2016-W34-I-0042/2016 | SCHNEIDER | PB-1 |  | Lenteng Agung
K137N | CI-2018-W13-3-0044 | SCHNEIDER | LBS MANUAL | 2018 | Jatinegara
K137N | CI-2018-W12--0003 | SCHNEIDER | PB | 2018 | Jatinegara
PM178 | CI-2017-W43-2--0015 | SCHNEIDER | LBS MOTORISE | 2017 | Jatinegara
PM178 | CI-2017-W52-3--0045 | SCHNEIDER | LBS MANUAL | 2017 | Jatinegara
PM178 | CI-2018-W07-6--0039 | SCHNEIDER | CBOM | 2018 | Jatinegara
KM1 | KM1_T73005442541-0080 | SIEMENS | LBS MOTORISE | 2017 | Jatinegara
KM1 | KM1_T73005442541-0010 | SIEMENS | LBS MANUAL | 2017 | Jatinegara
TB12 | 0108.18.212/2018 | EGA | LBS MANUAL | 2018 | Jatinegara
TB12 | 1762.17.234/2017 | EGA | PGC | 2017 | Jatinegara
TB78 | 1748.1723 | EGA | CBO | 2017 | Jatinegara
DT18 | DT18 | SIEMENS | PT-1 |  | Lenteng Agung
SP81 | 0882.17.212 - SP81 - LBS | EGA | PB | 2017 | Kebon Jeruk
RG203 | RG 203 | SCHNEIDER | LBS-1 |  | Lenteng Agung
E437 | 13.0245 | ABB UNISWITCH | PB TRAFO | 2013 | Kramat Jati
PK284 | 12300 | FLOUKIT M BIRU | LBS | 2009 | Marunda
KG235 | - | EGA | LBS | 2017 | Marunda
KG157 | EX.GH.94 RETROFIT | MG VERCORS KUNING | PB 3 | 2017 | Marunda
BT368 | 1498.16.213 | EGA | LBS | 2016 | Bintaro
BT363 | 0622.17.22 | EGA | LBS | 2017 | Bintaro
BT384 | 0436.17.212 | EGA | LBS | 2017 | Bintaro
CKG166 | T730053323 14-0033 | SIEMENS | PB | 2017 | Cengkareng
JR209 | T-73005065334-010 | SIEMENS | LBS | 2017 | Pondok Gede
KP32 | 0370.17.214 | EGA | PB TRAFO | 2017 | Marunda
TG33N | TG 33N-02 | EGA | LBS MOTORIZE | 2017 | Bandengan
CK240 | 1203.17.212 | EGA | LBS | 2017 | Marunda
AB165 | AB 165-05 | MERLIN GERIN | PGDB | 2010 | Bandengan
AB165 | AB 165-06 | MERLIN GERIN | B1 | 2010 | Bandengan
B254 | B 254-01 | SCHNEIDER SM6 | CBO RC | 2017 | Bandengan
B254 | B 254-02 | SCHNEIDER SM6 | LBS MANUAL | 2017 | Bandengan
B254 | B 254-03 | EGA | PB | 2017 | Bandengan
DB64 | DB 64-01 | SCHNEIDER SM6 | LBS MOTORIZE | 2017 | Bandengan
MK296 | MK 296-01 | EGA | LBS MOTORIZE | 2017 | Bandengan
MK296 | MK 296-02 | ABB BC5 | LBS MANUAL | 1998 | Bandengan
MK296 | MK 296-03 | SCHNEIDER SM6 | PB | 2010 | Bandengan
A83 | A 83-01 | EGA | LBS MOTORIZE | 2017 | Bandengan
A83 | A 83-02 | ABB BC5 | LBS MANUAL | - | Bandengan
A83 | A 83-03 | ABB BC5 | PB 1 | - | Bandengan
K41A | CI-2016-W48-4-0058 | SCHNEIDER | LBS MOTORIZED | 2016 | Jatinegara
CNK22 | 0600-16-212 | EGA | LBS | 2016 | Ciputat
GD207 | CI.2016.W22.3.0825 | SCHNEIDER SM6 | LBS | 2016 | Ciracas
K300 | K300P | SCHNEIDER | PMT |  | Menteng
K300 | K300P | SCHNEIDER | PMT |  | Menteng
PL225 | CI-2016-W35-4-0037 | SCHNEIDER | LBS | 2016 | Pondok Kopi
K234 | CI-2017-W18-4-0019 | SCHNEIDER | ACO | 2017 | Jatinegara
JS244 | 0409.17.212 | EGA | LBS | 2017 | Pondok Gede
JW81 | T-73005065334-011 | SIEMENS | LBS | 2017 | Pondok Gede
JW81 | T-7300506334-0121 | SIEMENS | LBS MOTORIZE | 2017 | Pondok Gede
PDR11 | T-73005032314-003 | SIEMENS | LBS | 2017 | Pondok Gede
PDR12 | T-73005065334-014 | SIEMENS | LBS MOTORIZE | 2017 | Pondok Gede
PDR12 | T-73005052683-016 | SIEMENS | PB | 2017 | Pondok Gede
GD410 | CI.2017.W02.4.0027 | SCHNEIDER SM6 | LBS |  | Ciracas
GD410 | CI.2016.W45.7.0006 | SCHNEIDER SM6 | PB |  | Ciracas
GD8C | 0374.17.214 | EGA | PB | 2017 | Ciracas
GD7 | T.73005052683.0255 | SIEMENS | PB | 2017 | Ciracas
K66N | T73005052683-0221 | SIEMENS | LBS | 2017 | Jatinegara
CP217 | 0907.16.216 | EGA | PB | 2016 | Ciputat
BK17 | 1527.17.213 | EGA | LBS | 2017 | Marunda
CP205 | 1155.17.234 | ABB | LBS | 2017 | Ciputat
CP89 | 1102.17.234 | EGA | LBS CBO | 2017 | Ciputat
CP89 | 0645.17.212 | EGA | LBS | 2017 | Ciputat
TD134C | 1178.17.234 | EGA | LBS CBO | 2017 | Ciputat
KDR297 | 1020.17.214/2017 | EGA | PB1 | 2017 | Cengkareng
BK29 | 1491.17.213 | EGA | LBS | 2017 | Marunda
DK53 | DK53-RMU1 | ORMAZABAL | LBS RMU |  | Kebon Jeruk
GH0164 | CI-2016-W22-3-0022 | SCHNEIDER | LBS MOTORIZE | 2016 | Jatinegara
CL36 | 0966.17.214 | EGA | PB | 2017 | Marunda
E20 | E20-135417212 | EGA | LBS | 2017 | Kramat Jati
K222 | K 222 - CBOM | EGA | PB |  | Cempaka Putih
BC225 | 0828-16-213 | EGA | LBS | 2016 | Cengkareng
TA88 | W29.4.0047 | SCHNEIDER | LBS | 2018 | Cengkareng
KDR120 | 69812BL | EGA | LBS | 2012 | Cengkareng
PB57 | T73005052683-0100 | SIEMENS | LBS | 2017 | Pondok Kopi
DB44 | DB 44-02 | EGA | LBS MOTORIZE | 2017 | Bandengan
DB44 | DB 44-03 | EGA | PB 1 | 2017 | Bandengan
S29D | S 29D-01 | SCHNEIDER SM6 | LBS MOTORIZE | 2017 | Bandengan
S98A | S 98A-02 | SCHNEIDER SM6 | LBS MANUAL |  | Bandengan
B94 | B 94-04 | KIT 25 | PB 2 |  | Bandengan
AB126 | AB 126-01 | SCHNEIDER SM6 | LBS MOTORIZE | 2017 | Bandengan
AB126 | AB 126-02 | EGA | LBS MANUAL | 2017 | Bandengan
BK232 | 0400.17.213 | EGA | LBS | 2017 | Marunda
PK177 | - | EGA | LBS |  | Marunda
PM275P | PM275P | SCHENEIDER | PB-1 |  | Lenteng Agung
RG16N | 173005442624-0010 | SIEMEN | LBS-1 | 2017 | Lenteng Agung
A110 | A 110-01 | SCHNEIDER SM6 | LBS MANUAL |  | Bandengan
A110 | A 110-02 | SCHNEIDER SM6 | LBS MANUAL |  | Bandengan
MN51 | 1576,17,212 | EGA | LBS | 2017 | Pondok Gede
MN51 | 3022,17,213 | EGA | LBS | 2017 | Pondok Gede
CP141 | 1638.17.214 | EGA | PB | 2017 | Ciputat
K308 | 319217213 | EGA | PMT | 2018 | Menteng
CL38 | CI-2018-W10-5-0048 | SCHNEIDER | LBS | 2018 | Marunda
PL259 | 1794.17.234 | EGA | PBTRAFO | 2017 | Pondok Kopi
MK494 | MK 494 - 04 | SCHNEIDER SM6 | PB 2 |  | Bandengan
BN49P | 2018.CI.W-11-5-0001 | SCHNEIDER | PMT | 2018 | Menteng
SP81 | 0706.77.294 - SP81 - PB | EGA | LBS | 2017 | Kebon Jeruk
RG203 | RG 203 | SCHNEIDER | PB-1 |  | Lenteng Agung
CP36 | C1-2016-W24-2-0048 | SCHNEIDER | LBS | 2016 | Ciputat
CP36 | C1-2016-W22-4-0017 | SCHNEIDER | LBS | 2016 | Ciputat
CB52 | T73005442627.0052 | SIEMENS | LBS |  | Ciracas
E1N | E1N-W0220007 | SCHNEIDER | PB | 2018 | Kramat Jati
CB14 | CI.2017.W40.3.0142 | SCHNEIDER SM6 | LBS |  | Ciracas
KJ405 | T73005052683-0205 -KJ405 | SIEMENS | LBS MANUAL | 2017 | Kebon Jeruk
B45N | B 45N-04 | EGA | PB | 2017 | Bandengan
KG434 | CL-2014-WL4-20026 | SCHENEIDER | LBS MOTORIZED | 2014 | Tanjung Priok
KG434 | CL-2014-W48-60035 | SCHENEIDER | LBS | 2014 | Tanjung Priok
KG434 | CL-2014-W45-60002 | SCHENEIDER | CBOM | 2014 | Tanjung Priok
GD310 | SM.1013003 CI | SCHENEIDER SM6 | LBS | 2010 | Ciracas
T383P | 0732-14-209 | EGA | PMT | 2014 | Menteng
GD176 | 2627.17.213 | EGA | LBS | 2017 | Ciracas
CN97 | 22214209 | EGA | LBS | 2014 | Ciputat
KG436 | 0106.15.209 | EGA | LBS | 2014 | Tanjung Priok
KG436 | 0042.15.211 | EGA | PB TRAFO | 2014 | Tanjung Priok
BTC11 | CI-2016-W44-2-0038 | SCHINEIDER | LBS | 2016 | Cengkareng
BTC11 | CI-2016-W53-3-0017 | SCHINEIDER | LBS | 2016 | Cengkareng
PG434 | CI-2014-W46-5-0043 | SCHNEIDER | LBS | 2014 | Cempaka Putih
PS189 | NCI-2014-W49-3-0010 | SCHNEIDER SM6 | PMT | 2014 | Cempaka Putih
PS189 | - | EGA | PB TRAFO | 2014 | Cempaka Putih
GD366P | 854.13.BF | EGA | PB | 2013 | Ciracas
GD366P | 191513 BL | EGA | LBS | 2013 | Ciracas
GD220 | CV.735500-000120/002 | SIEMENS | PB |  | Ciracas
CB125 | 0451-15-209 | EGA | LBS | 2015 | Ciracas
KG439 | 0353.15.211 | EGA | PB TRAFO | 2015 | Tanjung Priok
KDR228P | 0354-15-211 | EGA | PB | 2015 | Cengkareng
KDR228P | 0667-15-209 | EGA | LBS | 2015 | Cengkareng
GD346 | CI.2019.W42.3.0023 | SCHNEIDER SM6 | LBS | 2012 | Ciracas
CD351 | 0277-15-211 | EGA | PB | 2015 | Bintaro
KDR221 | 0007.15.212 | EGA | LBS | 2015 | Cengkareng
BC178 | 3860008 | SCHINEIDER | LBS MANUAL | 2016 | Cengkareng
D356 | W16-3-0024 | SCHNEIDER | PMT | 2014 | Menteng
PM353 | PM353 | EGA | PB-1 |  | Lenteng Agung
BDS11G | BDS 11G-0216-15-2211 | EGA | PB | 2015 | Bandengan
AB281 | AB 281-C1-2015-W16-3-0044 | SCHNEIDER | LBS 1 | 2015 | Bandengan
AB281 | AB 281-C1-2015-W16-1-0032 | SCHNEIDER | LBS 2 | 2015 | Bandengan
AB281 | AB 281-C1-2015-W16-2-0004 | SCHNEIDER | CBOM | 2015 | Bandengan
KG206 | - | SCHNEIDER SM6 | LBS |  | Marunda
KB235 | 0 | ABB | LBS MOTORIZE |  | Bulungan
PP5 | 0 | SCHNEIDER | LBS MOTORIZE |  | Bulungan
CB15P | SM.0000625 | SCHNEIDER SM6 | LBS | 2000 | Ciracas
BC35 | 12.118 | ABB | LBS | 2012 | Cengkareng
CB86 | 50041160/7011-34 | ABB SAFEPLUS | LBS | 2011 | Ciracas
GD156 | CV.06-5081/030 | SIEMENS | LBS | 1991 | Ciracas
KN207 | 131684 | SCHNEIDER | PMT | 2014 | Menteng
GD231P | 500411660/7001-03 | ABB SAFEPLUS | LBS | 2011 | Ciracas
KJ352 | C1-2014-W25-2-0010 | SCHENEIDER | LBS MANUAL | 2014 | Kebon Jeruk
TD23M | - | SCHNEIDER | LBS CBO |  | Ciputat
TD23M | - | EGA | LBS |  | Ciputat
TD23M | - | ABB | PB |  | Ciputat
CB107P | 2917.13.BL | EGA | LBS |  | Ciracas
GD286P | R.0418282 SF | MERLIN GERIN RM6 | PB |  | Ciracas
MK186 | 123456 | KIT 25 | LBS |  | Cengkareng
PK256 | - | SCHNEIDER SM6 | LBS |  | Marunda
CK219 | - | SCHNEIDER SM6 | PGC |  | Marunda
TA88 | 27221 | GAE | LBS |  | Cengkareng
TA88 | 0220.18.234 | EGA | PGC | 2018 | Cengkareng
TA88 | W34.4.0035 | SCHINEIDER | LBS | 2018 | Cengkareng
GD51 | CV735500-000050/001 | SIEMENS | LBS |  | Ciracas
CKG177 | 123456 | SCHINEIDER | PB |  | Cengkareng
KJ354 | 0078.15.211 | EGA | PB TRAFO | 2015 | Kebon Jeruk
KJ355 | 0093.15.209 | EGA | LBS MANUAL | 2015 | Kebon Jeruk
PL107 | 2015W2730034 | SHENEDER | LBS |  | Pondok Kopi
A83 | A 83-04 | ABB BC5 | PB 2 | - | Bandengan
MK302 | MK 302-01 | SIEMENS | LBS MANUAL | 2017 | Bandengan
MK302 | MK 302-03 | SIEMENS | PB | 2017 | Bandengan
MK302 | MK 302-04 | SIEMENS | LBS MANUAL | 2017 | Bandengan
A47 | A 47-01 | SCHNEIDER SM6 | LBS MANUAL | 2017 | Bandengan
A47 | A 47-02 | SCHNEIDER SM6 | LBS MANUAL | 2017 | Bandengan
A47 | A 47-03 | EGA | PB | 2017 | Bandengan
PL226 | 0307.16.212 | EGA | LBS | 2016 | Pondok Kopi
A161G | B 66A-05 | EGA | PB 3 |  | Bandengan
B40X | B 40X-01 | EGA | LBS MOTORIZE | 2017 | Bandengan
B40X | B 40X-02 | EGA | LBS MANUAL | 2017 | Bandengan
B40X | B 40X-03 | EGA | PB 1 | 2017 | Bandengan
B40X | B 40X-04 | EGA | PB 2 | 2017 | Bandengan
AB39B | AB 39B-01 | EGA | LBS MOTORIZE | 2017 | Bandengan
AB39B | AB 39B-03 | EGA | PB 1 | 2017 | Bandengan
AB39B | AB 39B-04 | EGA | PB 2 | 2017 | Bandengan
AB100 | AB 100-01 | EGA | LBS MANUAL | 2017 | Bandengan
AB100 | AB 100-02 | EGA | LBS MOTORIZE | 2017 | Bandengan
AB100 | AB 100-03 | EGA | PB | 2017 | Bandengan
B7BIS | B 7BIS-01 | EGA | LBS MOTORIZE | 2017 | Bandengan
B7BIS | B 7BIS-02 | EGA | LBS MANUAL | 2017 | Bandengan
B7BIS | B 7BIS-03 | EGA | PB | 2017 | Bandengan
A137 | A 137-01 | SCHNEIDER SM6 | LBS MOTORIZE | 2017 | Bandengan
A137 | A 137-02 | SCHNEIDER SM6 | LBS MOTORIZE | 2017 | Bandengan
A137 | A 137-03 | SCHNEIDER SM6 | PB | 2017 | Bandengan
A84 | A 84-02 | SCHNEIDER | LBS MANUAL | - | Bandengan
A84 | A 84-03 | SCHNEIDER | PB 1 | - | Bandengan
A84 | A 84-04 | SCHNEIDER | PB 2 | - | Bandengan
A84 | A 84-05 | SCHNEIDER | PB 3 | - | Bandengan
MK326 | MK 326-01 | MERLIN GERLIN | LBS MANUAL | 2007 | Bandengan
MK326 | MK 326-02 | MERLIN GERLIN | LBS MANUAL | 2007 | Bandengan
MK326 | MK 326-03 | MERLIN GERLIN | PB | 2007 | Bandengan
MK395 | SM0200137 | MERLIN GERLIN | LBS | 2007 | Bandengan
MK395 | SM0200157 | MERLIN GERLIN | LBS | 2007 | Bandengan
MK395 | SM0603412 | MERLIN GERLIN | PB | 2007 | Bandengan
BK235 | - | ORMAZABAL | PB |  | Marunda
SD101B | SD 101B-01 | MG VERCORS | LBS MANUAL |  | Bandengan
SD101B | SD 101B-02 | MG VERCORS | LBS MANUAL |  | Bandengan
SD101B | SD 101B-03 | MG VERCORS | B1 |  | Bandengan
SD101B | SD 101B-04 | MG VERCORS | PT |  | Bandengan
SD101B | SD 101B-05 | MG VERCORS | PGDB |  | Bandengan
CP157 | 0540.17.212 | EGA | PB | 2017 | Ciputat
TD175 | - | EGA | LBS | - | Ciputat
RG106P | RG 106 | SCHNEIDER | LBS-2 |  | Lenteng Agung
T424 | 2583.17.213 | EGA | LBS MOT | 2018 | Menteng
D134 | D134 | KIT 25 | LBS |  | Menteng
RG39 | RG 39 | EGA | LBS-2 |  | Lenteng Agung
T303 | T303 | MG SM6 | CBO |  | Menteng
T302 | T302 | MG SM6 | CBO |  | Menteng
CK243 | T73005442541-0032 | SIEMENS | LBS | 2017 | Marunda
CK243 | T73005442624-0095 | SIEMENS | PB | 2017 | Marunda
BK253 | CI-2018-W13-3-0013 | SCHNEIDER | LBS | 2018 | Marunda
CK244 | T730055442624-0095 | SIEMENS | LBS | 2017 | Marunda
PK89N | - | EGA | LBS | 2017 | Marunda
KG127 | - | SCHNEIDER SM6 | LBS | 2017 | Marunda
PK258 | - | SCHNEIDER SM6 | LBS | 2017 | Marunda
CP381 | 26116 | GAE | CBOG |  | Ciputat
RG209 | 1589-17-212 | ORMAZABAL | LBS-1 |  | Lenteng Agung
RG209 | 0874-17-212 | ORMAZABAL | CBOG-1 |  | Lenteng Agung
TA179 | 0046-18-214 | EGA | PB2 | 2018 | Cengkareng
E1N | E1N-W3240017 | SCHNEIDER | LBS (MOTORIZE) | 2018 | Kramat Jati
TA79 | 904 | FLUOKIT M | PB |  | Cengkareng
JGK27 | 1337-17-212 / TH2017 | EGA | LBS-1 |  | Lenteng Agung
PM224 | PM224_SM0940053C1 | SCHNEIDER | LBS |  | Jatinegara
CP129 | CSF 63007 | ORMAZABAL | LBS | 2017 | Ciputat
D380 | CI.2017-W40-3-0102 | SCHNEIDER | PMT | 2017 | Menteng
D380 | CI.2017-W40-3-0156 | SCHNEIDER | PMT | 2017 | Menteng
D380 | CI.2018-W09-2-0006 | SCHNEIDER | CBOM | 2018 | Menteng
D382 | 10.7985 | EGA | PMT |  | Menteng
D382 | 10.6854 | EGA | CBOM |  | Menteng
TT64 | W19-4-0047 | Schneider | LBS |  | Menteng
GH0005 | 3247 | FLUOKIT M | LBS | 2008 | Jatinegara
AB215 | AB 215-01 | EGA | LBS MOTORIZED | 2017 | Bandengan
GD40 | 0359.17.214 | EGA | PB |  | Ciracas
KD217 | SM0938098C1 | SCHNEIDER | PB | 2009 | Jatinegara
KD217 | SM0940039C1 | SCHNEIDER | LBS | 2009 | Jatinegara
KD217 | SM0937120C1 | SCHNEIDER | LBS | 2009 | Jatinegara
CP116P | CSF61102 | ORMAZABAL | PB | 2017 | Ciputat
D169 | W20-2-0013 | SCHNEIDER | LBS | 2019 | Menteng
K19 | CI-2018-W21-3-0021 | SCHNEIDER | CBO | 2018 | Jatinegara
B417P | 16760170212 | EGA | LBS |  | Bandengan
B417P | 166717212 | EGA | LBS |  | Bandengan
K183A | 0259.15.209 | EGA | LBS | 2015 | Jatinegara
KM88 | 3242.13.BL | EGA | PB | 2013 | Jatinegara
KM88 | 0232.14.209 | EGA | LBS | 2014 | Jatinegara
KD223 | SM1041156C1 | SCHNEIDER | LBS MOTORIZED | 2010 | Jatinegara
KD139 | SM0100893 | MG SM6 | PB | 2001 | Jatinegara
KD139 | SM0100521 | MG SM6 | LBS | 2010 | Jatinegara
KD139 | SM0100522 | MG SM6 | LBS | 2010 | Jatinegara
KM68 | 4922 | FLUOKIT M+ | PB | 2011 | Jatinegara
KM68 | 14678 | FLUOKIT M+ | LBS | 2011 | Jatinegara
K63 | T73005442624-0114 | SIEMENS | PB2 | 2017 | Jatinegara
K63 | T73005442624-0020 | SIEMENS | LBS | 2017 | Jatinegara
KD115 | 1567 | FLUOKIT M | LBS | 1995 | Jatinegara
KD115 | SM1125029C1 | SCHNEIDER | CBOM | 2012 | Jatinegara
K154N | 3749 | FLUOKIT M+ | PB | 2008 | Jatinegara
K154N | 11921 | FLUOKIT M+ | LBS | 2009 | Jatinegara
K63CN | 11348 | FLUOKIT M | LBS | 2008 | Jatinegara
KD211 | SM0803492 | SCHNEIDER | PB | 2008 | Jatinegara
KD211 | 11564 | FLUOKIT M+ | LBS | 2008 | Jatinegara
KM30 | C1-2017-W35-1-0043 | SCHNEIDER | LBS | 2017 | Jatinegara
KD153 | SM0501173 | SCHNEIDER | PGDB | 2005 | Jatinegara
K17ABIS | 387.12.BL | EGA | LBS | 2012 | Jatinegara
K17ABIS | 390.12.BL | EGA | LBS | 2012 | Jatinegara
K17N | 179.13.BF | EGA | PB | 2013 | Jatinegara
TB67 | CI-2014-W10-2-00089 | SCHNEIDER | LBS | 2014 | Jatinegara
KM79 | CI2015-W21-3-0015 | SCHNEIDER | LBS | 2015 | Jatinegara
KM79 | CI2015-W21-3-0039 | SCHNEIDER | LBS | 2015 | Jatinegara
K183 | 1358-17-214 | EGA | PB | 2017 | Jatinegara
K183 | 1317-17-215 | EGA | PB | 2017 | Jatinegara
K68A | 13.0213 | ABB | PB | 2013 | Jatinegara
K68A | 13.0241 | ABB | LBS | 2013 | Jatinegara
K68A | 13.0239 | ABB | LBS | 2013 | Jatinegara
PM24C | PM24C_1352.17.214 | EGA | PB | 2017 | Jatinegara
PM24C | PM24C_1665.17.234 | EGA | CBO PENYULANG | 2017 | Jatinegara
PM24C | PM24C_C1-2017-W04-3-0042 | SCHNEIDER | LBS | 2017 | Jatinegara
GD8A | 0221.18.214 | EGA | PB | 2018 | Ciracas
PM18A | PM18AC1-2018-W10-4-0056 | SCHNEIDER | PB | 2018 | Jatinegara
PM18A | PM18A_T73005442541-0062 | SIEMENS | LBS | 2017 | Jatinegara
PM18A | PM18A_T73005442541-0082 | SIEMENS | LBS | 2017 | Jatinegara
TB27 | TB27_0205.15.211 | EGA | PB | 2015 | Jatinegara
BK250 | CI-2018-W13-4-0006 | SCHNEIDER | LBS | 2018 | Marunda
BK250 | CI-2018-W04-4-0041 | SCHNEIDER | LBS | 2018 | Marunda
BK250 | 1646.17.214 | EGA | PB | 2017 | Marunda
BK251 | CI-2017-W52-3-0040 | SCHNEIDER | LBS | 2018 | Marunda
KM106 | 0203.16.214 | EGA | PB | 2016 | Jatinegara
BK251 | 1646.17.214 | EGA | PB | 2017 | Marunda
K32N | 240.12.BF | EGA | PB | 2012 | Jatinegara
K32N | 612.12.BL | EGA | LBS | 2012 | Jatinegara
K32N | 1762 | FLUOKIT M+ | CBO | 2009 | Jatinegara
KM92 | 0310.15.214 | EGA | LBS | 2015 | Jatinegara
KM3 | T73005052683-0124 | SIEMENS | LBS | 2017 | Jatinegara
MB57 | MB 57- 05 | SCHNEIDER SM 6 | LBS |  | Bandengan
JS234 | 0364.15.212 | EGA | LBS MOTORIZE | 2015 | Pondok Gede
JS233 | 0280-15-212 | EGA | LBS | 2015 | Pondok Gede
JS233 | 0159-15-214 | EGA | PB | 2015 | Pondok Gede
BK204 | - | SCHNEIDER SM6 | CBOM | 2015 | Marunda
KPK46 | KPK46-C1-2015W4520010 | SCHNEIDER SM6 | LBS |  | Bandengan
BC206 | 161.12.BF | EGA | PB | 2012 | Cengkareng
MN5 | CI.2016.W02.5.0035 | SCHNEIDER SM6 | LBS | 2016 | Ciracas
MN5 | CI.2016.W02.1.0023 | SCHNEIDER SM6 | PGC | 2016 | Ciracas
CN113 | 1050-3-000-8 | schneider | LBS | 2015 | Ciputat
CN113 | 1006-3-00-10 | schneider | LBS (MOTORISE) | 2015 | Ciputat
GD225P | CI.2015.W28.4.0014 | SCHNEIDER SM6 | PB |  | Ciracas
MN14 | CI.2015.W41.3.0013 | SCHNEIDER SM6 | LBS | 2015 | Ciracas
MN14 | CI.2016.W02.4.0006 | SCHNEIDER SM6 | LBS | 2016 | Ciracas
MN14 | CI.2016.W05.4.0011 | SCHNEIDER SM6 | LBS | 2016 | Ciracas
KDR75 | 0412.18.214 | EGA | LBS | 2018 | Cengkareng
KDR75 | 0345.18.212 | EGA | PB | 2018 | Cengkareng
CNK18 | 0412-15,212 | EGA | LBS | 2015 | Ciputat
KDR128 | 1334.13.BL | EGA | LBS | 2013 | Cengkareng
KDR128 | 1365.13.BL | EGA | LBS | 2013 | Cengkareng
KDR128 | 581.13.BF | EGA | PB | 2013 | Cengkareng
BT349 | C1-2016-W02-3-0010 | SCHNEIDER | LBS | 2016 | Bintaro
BT351 | CI-2015-W25-3-0022 | SCHNEIDER | CBOG | 2015 | Bintaro
BC327 | 1030.13.BF | EGA | PB2 | 2013 | Cengkareng
KG447 | 2015-W39-3-0031 | SCHNEIDER | CBOM 1 | 2015 | Tanjung Priok
KG447 | 2015-W43-2-0011 | SCHNEIDER | LBS MOTORIZE | 2015 | Tanjung Priok
KG447 | 2016-W10-3-0032 | SCHNEIDER | LBS OUT | 2016 | Tanjung Priok
KDR245 | CI-2015-W38-1-0044 | SCHNEIDER | LBS | 2015 | Cengkareng
BC55 | - | GAE | PB2 | 2012 | Cengkareng
KM100 | CI-2015-W45-2-0022 | SCHENEIDER | LBS | 2015 | Jatinegara
KM100 | CI-215-W39-5-0034 | SCHENEIDER | CBOM | 2015 | Jatinegara
BC266 | - | MG SM6 | PB | 2010 | Cengkareng
PP144 | 0 | EGA | CBO MOTORIZE |  | Bulungan
TD248 | T73005052683 | SIEMENS | PB2 |  | Bulungan
JW72 | C1-2015-W50-2-0025 | SCHNEIDER SM6 | LBS | 2015 | Pondok Gede
JW72 | C1-2015-W42-7-0004 | SCHNEIDER SM6 | LBS MOTORIZE | 2015 | Pondok Gede
JW72 | C1-2016-W05-3-0009 | SCHNEIDER SM6 | PB | 2016 | Pondok Gede
BC153 | - | ABB | PB |  | Cengkareng
DT106 | S/N 0385.15.212 | EGA | LBS-1 |  | Lenteng Agung
DT106 | S/N 0560.15.213 | EGA MR | LBS-2 |  | Lenteng Agung
CL22 | IEC62271-200 | SCHNEIDER SM6 | LBS |  | Marunda
BK208 | - | SCHNEIDER SM6 | PB |  | Marunda
CK231 | CL2015W4330043 | SCHNEIDER SM6 | LBS |  | Marunda
CK231 | CI2016W0530042 | SCHNEIDER SM6 | PB TRAFO |  | Marunda
CK231 | CI2016W033009 | SCHNEIDER SM6 | PB TRAFO |  | Marunda
CB23 | 0160.16.214 | EGA | PB | 2016 | Ciracas
KDR227 | 0660-15-209 | EGA | LBS | 2015 | Cengkareng
CB15P | SM.0000624 | SCHNEIDER SM6 | LBS | 2000 | Ciracas
K6B | 0707.15.209 | EGA | LBS | 2015 | Jatinegara
GH0419 | 0809.15.209 | EGA | LBS Motorize | 2011 | Jatinegara
KDR202 | 0355.15.211 | EGA | PMT | 2015 | Cengkareng
CKG143 | - | SCHNEIDER | LBS MOT | 2015 | Cengkareng
MP215 | 0 | EGA | PB |  | Bulungan
GD151 | 2121213 | EGA | LBS | 2021 | Ciracas
TB57 | 0286.15.212 | EGA | LBS MOTORIZED | 2015 | Jatinegara
MK463 | 04-MK463-PGDB | SCHNEIDER SM6 | PGC |  | Bandengan
S147 | CI-2015-W21-5-0017 | SCHNEIDER | PMT | 2015 | Menteng
BK203 | CI.2015.1023.3.0010 | SCHNEIDER SM6 | PB | 2015 | Marunda
CK229 | 0116.15.212 | EGA | LBS | 2015 | Marunda
CP487 | CI2015.1037-1-0046 | schneider | LBS | 2015 | Ciputat
MK145 | CI-2016-W18-1-0041 | SCHNEIDER | PB | 2016 | Cengkareng
RG193 | IDAABB419010089 | ABB SAFEPLUS | LBS-1 |  | Lenteng Agung
CGR38 | CI-2016-W03-4-0015 | SCHNEIDER | LBS-1 |  | Lenteng Agung
KD150 | CI-2016-W13-5-0004 | SCHNEIDER | LBS | 2016 | Jatinegara
DK86 | - | KIT 27,2 | PB |  | Cengkareng
GD379 | 0266.14.211 | EGA | PB |  | Ciracas
BK211 | CI-2016-W09-2-00422 | SCHNEIDER SM6 | LBS | 2016 | Marunda
BK212 | CI-2016-W11-4-0036 | SCHNEIDER SM6 | LBS | 2016 | Marunda
PM28A | CI-2016-W21-4-0005 | SCHNEIDER | LBS MOTORIZE | 2016 | Jatinegara
PM28A | CI-2015-W49-5-0019 | SCHNEIDER | LBS | 2015 | Jatinegara
PM17BIS | PM17BISCI-2016-W17-5-0022 | SCHNEIDER | PB TRAFO | 2016 | Jatinegara
D28B | - | SCHNEIDER | CBOM | 2017 | Menteng
E61C | CI.2015.W44.4.0055 | SCHNEIDER SM6 | LBS |  | Ciracas
E61C | 22202/032/10/02/E6 | GAE | PB |  | Ciracas
E61C | 230.2 | ULUSOY ELEKTRIK | PB |  | Ciracas
E234 | 50006 | SCHNEIDER | PB TRAFO | 2016 | Kramat Jati
K206 | CI-2016-W18-1-0025 | SCHNEIDER | PB | 2016 | Jatinegara
K206 | CI-2016-W22-3-0001 | SCHNEIDER | CBOM | 2016 | Jatinegara
BTC11 | 3485.13.BL | EGA | PB | 2013 | Cengkareng
KJ379 | CI-2016-WO4-6-0006 | SCHNEIDER | LBS MOTORIZED | 2016 | Kebon Jeruk
KCP7P | C1-2015-W21-3-0056 | SM 6 | LBS | 2015 | Cempaka Putih
KCP6 | 0171.15.212 | EGA | PMT MOTORIZE | 2015 | Cempaka Putih
CB90 | 26958/075/12/01/E6 | GAE | - |  | Ciracas
CB90 | CI.2017.W45.2.0023 | SCHNEIDER SM6 | PGC |  | Ciracas
E395 | E395-W0220010 | SCHNEIDER | PB | 2018 | Kramat Jati
E395 | E395-W3540049 | SCHNEIDER | LBS (MOTORIZE) | 2017 | Kramat Jati
BN51 | 3210.17.213 | EGA | LBS MOTORIZE | 2018 | Menteng
KPK37P | 1831.16.213 | EGA | LBS |  | Bandengan
KPK37P | 0493.15.209 | EGA | PB |  | Bandengan
MK96 | SM0703539 | MG | LBS |  | Bandengan
GH0227 | - | SCHNEIDER | LBS | 2012 | Jatinegara
K309 | T73005065334-026 | SIEMENS | CBOM | 2018 | Menteng
KJ407 | CI-2018-W09-1-0050-KJ407 | SCHNEIDER | LBS | 2018 | Kebon Jeruk
KJ407 | CI-2018-W12-1-0017-KJ407 | SCHNEIDER | LBS | 2018 | Kebon Jeruk
KJ407 | CI-2018-W09-2-0017-KJ407 | SCHNEIDER | LBS | 2018 | Kebon Jeruk
KJ407 | CI-2018-W09-2-0042-KJ407 | SCHNEIDER | LBS | 2018 | Kebon Jeruk
KJ407 | CI-2018-W08-4-0006-KJ407 | SCHNEIDER | LBS | 2018 | Kebon Jeruk
KJ407 | CI-2018-W23-4-0024-KJ407 | SCHNEIDER | LBS | 2018 | Kebon Jeruk
KJ407 | 0138.18.234-KJ407 | SCHNEIDER | LBS | 2018 | Kebon Jeruk
B415P | 1641.17.212 | EGA | LBS MANUAL | 2017 | Bandengan
B415P | NO PLATE | MERLIN GERIN (MG) | PB | - | Bandengan
DB88P | 17121144 | EGA | LBS |  | Bandengan
DB88P | 1302198 | EGA | PB |  | Bandengan
BTAA | 0325.15.213 | EGA | LBS | 2015 | Pondok Kopi
CK19F | 0088.17.214 | EGA | PB TRAFO | 2017 | Pondok Kopi
CSBA | 218 | SIEMENS | LBS | 2017 | Pondok Kopi
MG69 | - | EGA | PMT |  | Menteng
PM139B | PM 139B | ORMAZABAL | LBS-1 |  | Lenteng Agung
PM139B | PM 139B | ORMAZABAL | LBS-2 |  | Lenteng Agung
E103 | CI-2017-W36-1-0001 | SCHNEIDER | LBS | 2017 | Pondok Kopi
KD15 | ... | SCHNEIDER SM6 | LBS |  | Pondok Kopi
KD15 | W10-4-0016 | SCHNEIDER SM6 | PB | 2018 | Pondok Kopi
GIPK | CI-2017-W43-4-0031 | SCHNEIDER SM6 | LBS | 2017 | Pondok Kopi
GIPK | CI-2019-W30-3-0026 | SCHNEIDER SM6 | LBS | 2019 | Pondok Kopi
GIPK | CI-2018-W10-4-0055 | SCHNEIDER SM6 | PBTRAFO | 2018 | Pondok Kopi
KD12 | W46-3-0011 | SCHNEIDER | LBS | 2017 | Pondok Kopi
KD12 | W46-3-0014 | SCHNEIDER | LBS | 2017 | Pondok Kopi
KD12 | W10-4- 0057 | SCHNEIDER | PB TRAFO | 2018 | Pondok Kopi
PM319P | PM 319P | ABB | PB-1 |  | Lenteng Agung
PM319P | PM 319P | ABB | LBS-1 |  | Lenteng Agung
PM319P | PM 319P | ABB | LBS-2 |  | Lenteng Agung
RG46 | RG 46 | ORMAZABAL | LBS-2 |  | Lenteng Agung
KD14 | ... | SCHNEIDER SM6 | PB |  | Pondok Kopi
PS34 | PS 34 - PB | EGA | PB 2 |  | Cempaka Putih
KD116 | W09-3-0005 | SCHNEIDER SM6 | CBOM | 2018 | Pondok Kopi
PG74 | ... | EGA | LBS |  | Pondok Kopi
PL136 | 812243-000360/007 | SIEMENS | PB |  | Pondok Kopi
PB45 | 12067 | UNINDO | LBS | 2009 | Pondok Kopi
PB45 | 130 | ABB | PBTRAFO | 2013 | Pondok Kopi
PG166 | .... | KIT 25 | PB |  | Pondok Kopi
JS236 | 0276.16.212 | EGA | LBS | 2016 | Pondok Gede
JR197 | 0257.16.212 | EGA | LBS | 2016 | Pondok Gede
JR197 | 1372.16.213 | EGA | LBS MOTORIZE | 2016 | Pondok Gede
JR197 | 0232.16.214 | EGA | PB | 2016 | Pondok Gede
PK67C | - | SCHNEIDER SM6 | LBS | 2016 | Marunda
PK29D | 0189.15.212 | EGA | LBS | 2015 | Marunda
KG36 | W37.4.0035 | SCHNEIDER SM6 | LBS | 2015 | Marunda
PK29D | 0380.15.214 | EGA | PB | 2015 | Marunda
TT60 | 0722-16-212 | EGA | PMT | 2016 | Menteng
K234 | CI-2016-W35-1-0045 | SCHNEIDER | ACO | 2016 | Jatinegara
K234 | CI-2016-W35-2-0008 | SCHNEIDER | CBOM | 2016 | Jatinegara
PL242 | 2016CSF63045 | AEP | LBS | 2016 | Pondok Kopi
BK43 | 0319.17.214 | EGA | PB | 2017 | Marunda
PK68C | 0506.15.209 | EGA | LBS | 2015 | Marunda
MD112 | 0860.16.212 | EGA | PB TRAFO | 2016 | Marunda
CK234 | 7542.0213 | EGA | LBS | 2016 | Marunda
MD111 | 0221.17.216 | EGA | PB TRAFO | 2017 | Marunda
CL32 | CSF63071 | ORMAZABAL | LBS | 2016 | Marunda
CL32 | CSF63003 | ORMAZABAL | LBS | 2016 | Marunda
CL32 | CSF61022 | ORMAZABAL | PB | 2016 | Marunda
CK175 | - | SCHNEIDER SM6 | CBOM | 2016 | Marunda
GD61 | CI.2019.W23.1.1404 | SCHNEIDER SM6 | LBS | 2019 | Ciracas
GD61 | CI.2019.W66.6.1406 | SCHNEIDER SM6 | LBS | 2019 | Ciracas
GD207 | 1541.13.BF | EGA | PB | 2013 | Ciracas
CKG161 | 1730-16-213 | EGA | LBS MOT | 2016 | Cengkareng
CKG165 | - | ORMAZABAL | LBS | 2017 | Cengkareng
TB22 | TB22_0413.17.212 | EGA | LBS | 2017 | Jatinegara
KJ392 | 0269.16.212 | EGA | LBS MANUAL | 2016 | Kebon Jeruk
KJ393 | T73005052683-0214 | SIEMENS | LBS MANUAL | 2016 | Kebon Jeruk
DT110 | DT 110 | SCHENEIDER | PB-1 |  | Lenteng Agung
D361P | D361 | EGA | PMT |  | Menteng
D361P | D361 | EGA | PB |  | Menteng
D370 | 0880-16-216 | EGA | CBOM | 2017 | Menteng
PM139T | 173005052683-0174 | SIEMENS | PB-1 | 2017 | Lenteng Agung
CK108 | 0860.16.212 | EGA | LBS | 2016 | Marunda
MD112 | 1799.16.213 | EGA | LBS | 2016 | Marunda
BK234 | 0157.17.213 | EGA | LBS | 2017 | Marunda
CK212 | 2441.13.BL | EGA | CBOM | 2013 | Marunda
KDR289 | CI-2017-W04-4-0029 | SCHNEIDER | LBS | 2017 | Cengkareng
CKG96 | 839-13-BL | EGA | PB | 2013 | Cengkareng
CKG96 | 1785-13-BL | EGA | LBS | 2013 | Cengkareng
CKG96 | 1782-13-BL | EGA | LBS | 2013 | Cengkareng
DB36 | DB 36-03 | SCHNEIDER SM-6 | PB | 2017 | Bandengan
BK194 | 0783.17.213 | EGA | LBS | 2017 | Marunda
CGR47 | 173005052683.027 | SIEMENS | LBS-1 | 2017 | Lenteng Agung
PB58 | T73005032314-0026 | SIEMENS | LBS | 2017 | Pondok Kopi
CNK23 | 0138-17-213 | EGA | LBS | 2016 | Ciputat
DT117 | 0206.17.212 | EGA MR | LBS-1 | 2017 | Lenteng Agung
KM112 | 1082.17.213 | EGA | LBS MOTORIZED | 2017 | Jatinegara
KM114 | 1083.17.213 | EGA | LBS | 2017 | Jatinegara
DK21 | - | EGA | PGC |  | Cengkareng
CPT2 | 2017.W37.4.0009 | SCHNEIDER | LBS MOTORIZE | 2017 | Ciputat
CPT2 | 2017.W28.4.0007 | SCHNEIDER | LBS | 2017 | Ciputat
BK246 | T.73005442624-0104 | SIEMENS | LBS | 2017 | Marunda
TD209 | 1473.17.214 | EGA | LBS MOTORIZE | 2017 | Ciputat
TD209 | 1475.17.212 | EGA | LBS MOTORIZE | 2017 | Ciputat
CP147 | 2447.17.213 | EGA | LBS MOTORIZE | 2017 | Ciputat
CP209 | 1476.17.214 | EGA | PB | 2017 | Ciputat
KG92 | 1025.17.21 | EGA | LBS | 2017 | Marunda
RG129P | RG 129P | SCHNEIDER | LBS-2 |  | Lenteng Agung
CP33 | 1584.17.212 | EGA | LBS MOTORIZE | 2017 | Ciputat
CP33 | 1584.17.214 | EGA | PB | 2017 | Ciputat
T424 | CI.2017.WT3-5-0018 | SCHNEIDER | PB | 2018 | Menteng
JS247 | 173005032314-0015 | SIEMENS | PB | 2017 | Pondok Gede
CP150 | 1651.17.213 | EGA | LBS | 2017 | Ciputat
KN237 | 69016212 | EGA | PMT |  | Menteng
CK54N | 3442.17.218 | EGA | LBS | 2017 | Marunda
CL38 | 2533.17.213 | EGA | LBS | 2017 | Marunda
CL38 | 1660.17.234 | EGA | PGC | 2017 | Marunda
MB115 | MB 31-01 | EGA | CBO RC |  | Bandengan
MB115 | CI.2017.W40.3.0114 | SCHNEIDER SM6 | LBS MOTORIZED |  | Bandengan
TD63 | 0285.17.212 | EGA | LBS | 2017 | Ciputat
TD63 | 1649.17.212 | EGA | LBS | 2017 | Ciputat
TD63 | 1616.17.214 | EGA | PB | 2017 | Ciputat
CP164 | 2487.17.213 | EGA | LBS MOTORIZE | 2017 | Ciputat
TD312 | - | EGA | LBS |  | Ciputat
TD312 | - | KIT 27.2 | PT |  | Ciputat
TD312 | - | FLUOKIT M | PGDB |  | Ciputat
PL259 | 3550.17.213 | EGA | LBS | 2017 | Pondok Kopi
BT387 | S9503659 | SCHNEIDER | LBS | 2015 | Bintaro
T427 | CI.2018.W04-4-0042 | EGA | PMT | 2018 | Menteng
KN230 | CI2015W5230027 | SCHNEIDER | PMT | 2015 | Menteng
KN230 | CI2016W0760008 | SCHNEIDER | PMT | 2016 | Menteng
KN230 | CI2015W1610048 | SCHNEIDER | CBOM | 2015 | Menteng
KJ374 | 0345.15.214 | EGA | PB TRAFO | 2015 | Kebon Jeruk
SR102 | - | EGA | LBS |  | Ciputat
KJ377 | C1.2015-W33-2-0045 | EGA | LBS MANUAL | 2015 | Kebon Jeruk
KS77 | KS77 | SCHNEIDER | PMT |  | Menteng
KS77 | KS77 | SCHNEIDER | PMT |  | Menteng
JGK16 | JGK16 | SCHNEIDER | LBS-1 |  | Lenteng Agung
JGK16 | JGK16 | EGA | PB-1 |  | Lenteng Agung
PB50 | 1504830 | EGA | PB | 2015 | Pondok Kopi
PB50 | 1503783 | EGA | LBS MOTORIZE | 2015 | Pondok Kopi
PB50 | 1503870 | EGA | LBS | 2015 | Pondok Kopi
KJ381 | C1.2016-W21-5-0058 | SCHNEIDER | LBS MOTORIZED | 2016 | Kebon Jeruk
KJ381 | C1-2016-W08-3-0034 | SCHNEIDER | CBOM | 2016 | Kebon Jeruk
KJ381 | C1-2016-W08-3-0039 | SCHNEIDER | CBOM | 2016 | Kebon Jeruk
TD239 | SN C1-2016-W25-4-0004 | SCHNEIDER (MTRS) | LBS (MOTORISE) | 2016 | Ciputat
TD239 | SN C1-2016-W22-4-0038 | SCHENEIDER SM 6 | CBOM | 2016 | Ciputat
DK203 | C1-2014-W07-1-0017 | SCHNEIDER | LBS MOT | 2014 | Cengkareng
KL235 | 2016/0083-16-212 | EGA | LBS |  | Bulungan
KL235 | 2016-C1-2016-W13-3-0008 | EGA | PB |  | Bulungan
CGR40 | C1-2016-W34-2-0003 | SCHENEIDER | LBS-2 |  | Lenteng Agung
CGR40 | C1-2016-W34-5-0049 | SCHENEIDER | PB-1 |  | Lenteng Agung
CGR39 | C1-2016-W32-2-0047 | SCHENEIDER | LBS-1 |  | Lenteng Agung
KDR266 | 0226.16.214 | EGA | PB | 2016 | Cengkareng
KDR266 | 0027.16.213 | EGA | LBS MOT | 2016 | Cengkareng
KDR266 | 0026.16.212 | EGA | LBS | 2016 | Cengkareng
PL51 | ... | EGA | LBS | 2017 | Pondok Kopi
KD60 | W12-2-0056 | SCHNEIDER SM6 | PB | 2018 | Pondok Kopi
KD60 | .... | EGA | LBS | 2017 | Pondok Kopi
KD60 | ... | EGA | LBS | 2017 | Pondok Kopi
SP120A | SP 120A-PB TRAFO | FLUOKIT M | PB TRAFO | 2011 | Kebon Jeruk
SP120A | SP 120A-DK 70 | FLUOKIT M | LBS |  | Kebon Jeruk
SP120A | SO 120A-KJ 50 | FLUOKIT M | LBS | 2011 | Kebon Jeruk
RG195 | C1-2016-W32-2-0013 | SCHENEIDER | LBS-2 |  | Lenteng Agung
RG195 | C1-2016-W34-2-0050 | SCHENEIDER | PB-1 |  | Lenteng Agung
SP18 | CI - 2016 - W15 - 6 - 004 | SCHNEIDER | LBS | 2016 | Kebon Jeruk
SP18 | CI - 2015 - W42 - 4 - 002 | SCHNEIDER | LBS | 2016 | Kebon Jeruk
CGR43 | C1-2016-W34-4-0005 | SCHENEIDER | PB-1 |  | Lenteng Agung
D49B | CI - 2016 - W15 - 3 - 001 | SCHNEIDER | LBS | 2016 | Kebon Jeruk
D49B | CI - 2016 - W14 - 2 - 001 | SCHNEIDER | PB TRAFO | 2016 | Kebon Jeruk
KJ89B | CI - 2016 - W13 - 5 - 001 | SCHNEIDER | PB | 2016 | Kebon Jeruk
PIK5 | CI-2015-W22-1-0039 | SCHNEIDER | PB |  | Bandengan
SD65 | 1008373 | SCHNEIDER | LBS | 2016 | Tanjung Priok
SD65 | 1008595 | SCHNEIDER | LBS MOTORIZE | 2016 | Tanjung Priok
PK299 | CI-2016-W02-5-0016 | SCHNEIDER | LBS OUT MTR | 2016 | Tanjung Priok
PK299 | CI-2016-W08-4-0016 | SCHNEIDER | CBOM 1 | 2016 | Tanjung Priok
AB286 | AB286-C1-2015-E204-0018 | SCHNEIDER | LBS | 2015 | Bandengan
AB287 | AB287-C1/2015/W33/1/0030 | SCHNEIDER | CBOM | 2015 | Bandengan
BDS14 | BDS14-C1-2015-W44-4-0015 | SCHNEIDER | LBS | 2015 | Bandengan
BDS14 | BDS14-C1-2016-04-05-0035 | SCHNEIDER | LBS | 2016 | Bandengan
BDS14 | BDS14-C1-2016-W05-1-0010 | SCHNEIDER | PB | 2016 | Bandengan
CB124 | 0133.15.209 | EGA | PB | 2015 | Ciracas
CB124 | 0552.15.209 | EGA | LBS | 2015 | Ciracas
BT349 | C1-2015-W44-3-0005 | SCHNEIDER | LBS | 2015 | Bintaro
BT351 | CI-2015-W45-2-0025 | SCHNEIDER | LBS | 2015 | Bintaro
GNS20 | GNS20-C1-2016-W22-3-0007 | SCHNEIDER | CBOM | 2016 | Bandengan
KDR249 | CI-2016-W18-1-0021 | SCHNEIDER | PB1 | 2016 | Cengkareng
KDR249 | CI-2016-W20-2-0027 | SCHNEIDER | PB2 | 2016 | Cengkareng
KJ380 | C1.2016-W03-2-0005 | SCHNEIDER | LBS MANUAL | 2016 | Kebon Jeruk
KDR248 | 2019CSF63426 | ORMAZABAL | LBS | 2019 | Cengkareng
CB51 | CI.2016.W14.2.0033 | SCHNEIDER SM6 | LBS |  | Ciracas
GD69 | CI.2016.W24.1.0031 | SCHNEIDER SM6 | LBS |  | Ciracas
GD69 | CI.2015.W44.5.0002 | SCHNEIDER SM6 | LBS |  | Ciracas
BK205 | 4118214 | EGA | PB | 2015 | Marunda
GD14B | CI.2016.W16.4.0015 | SCHNEIDER SM6 | PB | 2016 | Ciracas
D67 | D67-2 | EGA MOTORIS | LBS |  | Cempaka Putih
BDU21P | BDU21-C1-2015-W44-3-0004 | SCHNEIDER | LBS | 2015 | Bandengan
BDU21P | BDU21-C1-2015-W439-3-0045 | SCHNEIDER | LBS | 2015 | Bandengan
JW73 | c1-2016-w16-2-0024 | schneider sm6 | pb | 2016 | Pondok Gede
K48N | CI-2016-W26-2-0009 | SCHNEIDER | CBOG | 2016 | Jatinegara
KJ368 | 21815212 | EGA | LBS | 2015 | Kebon Jeruk
KJ368 | 9415214 | EGA | PB | 2015 | Kebon Jeruk
S43 | S43-3 | KIT 25 | PB |  | Cempaka Putih
B6BARU | CI-2016-W20-5-0029 | SCHNEIDER SM 6 | PB2 |  | Bandengan
SP230 | C1-2016-w21-6-0019 | SCHNEIDER | LBS | 2016 | Kebon Jeruk
PK148 | - | ABB SAFEPLUS | LBS |  | Tanjung Priok
PK148 | - | ABB SAFEPLUS | LBS |  | Tanjung Priok
GD61 | CI.2021.W38.1.1404 | SCHNEIDER SM6 | PB | 2021 | Ciracas
E206A | T73005032314-0021 | SIEMENS | PB | 2017 | Jatinegara
BDS16 | BDS 16-03 | EGA | PB |  | Bandengan
PRG2P | 0563.17.212 | EGA | LBS |  | Ciracas
CB34 | CV.06.5147/024 | SIEMENS | LBS |  | Ciracas
CB39 | 0283.17.214 | EGA | PB |  | Ciracas
CB39 | CI.2017.W30.4.0015 | SCHNEIDER SM6 | LBS |  | Ciracas
CB103 | T.73005052683-0349 | SIEMENS | LBS |  | Ciracas
PM13N | C1-2017-W04-5-0037 | SCHNEIDER | LBS | 2017 | Jatinegara
PM184A | PM 184A | EGA | PGDB-1 |  | Lenteng Agung
PGL39 | CSF 63318 | ORMAZABAL | LBS | 2019 | Pondok Kopi
TD138D | 1470.17.212 | EGA | LBS MOTORIZE | 2017 | Ciputat
TD138D | 22458.17.213 | EGA | LBS | 2017 | Ciputat
CN5 | 1615.17.214 | EGA | PB | 2017 | Ciputat
TP100 | PMT - KOPEL 2 | EGA | PMT |  | Cempaka Putih
TP100 | GH - TP 100 | SCHNEIDER SM6 | PMT |  | Cempaka Putih
K307P | 3866-17-213 | EGA | LBS MOTORIZE | 2018 | Menteng
S132P | S132P | SIEMENS | PB |  | Menteng
PK246 | 1600 | EGA | PGC | 2017 | Marunda
GD58P | T73005442624.0105 | SIEMENS | PB |  | Ciracas
GH0046 | GH46.1.088117212 | EGA | LBS | 2017 | Kramat Jati
GH0046 | GH46.2.028717213 | EGA | LBS | 2017 | Kramat Jati
GH0046 | GH46.7.007317213 | EGA | LBS | 2017 | Kramat Jati
GH0046 | GH46.8.090616213 | EGA | LBS | 2016 | Kramat Jati
GH0046 | GH46.10.008717213 | EGA | LBS | 2017 | Kramat Jati
CB59 | W13.5.0041 | SCHNEIDER | LBS | 2016 | Pondok Gede
CP20 | T73005555599-0054 | SIEMENS | PB | 2018 | Ciputat
BT383 | 1119.17.214 | EGA | PB | 2017 | Bintaro
BT387 | SM0100439 | SCHNEIDER | LBS | 2015 | Bintaro
GD52A | T73005442627.0038 | SIEMENS | LBS | 2017 | Ciracas
GD52A | T73005442627.0066 | SIEMENS | PB | 2017 | Ciracas
BT387 | 1118.17.214 | EGA | PB | 2015 | Bintaro
T427 | CI.2017.W38-2-0017 | EGA | PMT | 2017 | Menteng
T428P | 3473.17.213 | EGA | PMT |  | Menteng
CN130 | 73005442624-0072 | SIEMENS | CBOM | 2017 | Ciputat
KDR156 | T7300555559900 | SIEMENS | PB | 2013 | Cengkareng
B51 | B51_4 | EGA | LBS |  | Bandengan
B51 | B51_5 | EGA | LBS |  | Bandengan
B51 | B51_6 | EGA | LBS |  | Bandengan
E1N | E1N-W1040060 | SCHNEIDER | PB | 2018 | Kramat Jati
JGK28 | C1-2018-W10.2.0047/2017 | SCHNEIDER MR | LBS-2 |  | Lenteng Agung
JGK28 | 0263-18-214/2018 | EGA | PB-1 |  | Lenteng Agung
A41 | A41_MVCELL3 | EGA | LBS |  | Bandengan
GH0005 | - | FLUOKIT | LBS METERING |  | Jatinegara
GH0164 | - | FLUOKIT | LBS |  | Jatinegara
GH0164 | - | FLUOKIT | LBS |  | Jatinegara
E337 | E337-W1740020 | SCHNEIDER | CBOG | 2017 | Kramat Jati
T14N | 3353.17.213 | EGA | PMT | 2019 | Menteng
B22N | B 22N-01 | SCHNEIDER SM-6 | CBO RC | 2017 | Bandengan
E438 | 1710.17.212 | EGA | LBS | 2017 | Kramat Jati
K31 | CI-2018-W11-3-0054 | SCHNEIDER | CBOM | 2018 | Jatinegara
E355 | E355-W3830044 | SCHNEIDER | LBS (MOTORIZE) | 2017 | Kramat Jati
KJ406 | 1684.17.212 - KJ406 - LBS | EGA | LBS MANUAL | 2018 | Kebon Jeruk
KJ406 | 1636.17.212 -KJ406 - LBS | EGA | LBS MANUAL | 2018 | Kebon Jeruk
T303 | T303 | SCHNEIDER | LBS |  | Menteng
T303 | T303 | MG SM6 | CBO |  | Menteng
T302 | T302 | SCHNEIDER | LBS |  | Menteng
TA78 | - | ABB | PB |  | Cengkareng
CK243 | T73005442617-0028 | SIEMENS | LBS | 2017 | Marunda
BK253 | CI-2018-W13-3-0007 | SCHNEIDER | LBS | 2018 | Marunda
BK253 | 1684.17.214 | EGA | PB | 2017 | Marunda
PK11B | CI-2017 | SCHNEIDER | PB | 2017 | Marunda
CK244 | T730055442624-0024 | SIEMENS | PB | 2017 | Marunda
BK247 | T73005442624-0101 | SIEMENS | LBS | 2017 | Marunda
BK247 | T73005442624-0889 | SIEMENS | PB | 2017 | Marunda
PK51N | - | SCHNEIDER SM6 | LBS | 2017 | Marunda
PK68 | - | SCHNEIDER SM6 | LBS | 2017 | Marunda
B138 | CI-2018-W30-2-0042 | SCHNEIDER SM6 | PB 1/CBO | 2018 | Bandengan
CP36 | 1678.172.14 | EGA | PB | 2017 | Ciputat
KG113 | - | EGA | LBS | 2017 | Marunda
PM19C | CI-2017-W46-5--0013 | SCHNEIDER | LBS MOTORISE | 2017 | Jatinegara
PM19C | CI-2018-W13-3--0042 | SCHNEIDER | LBS MANUAL | 2018 | Jatinegara
AB215 | AB 215-02 | EGA | LBS MANUAL | 2016 | Bandengan
KD157 | CI-2017-W42-4-0030 | SCHNEIDER | LBS | 2017 | Jatinegara
PM24C | PM24C_1327.17.214 | EGA | PB | 2017 | Jatinegara
TB27 | TB27_0558.15.209 | EGA | LBS | 2015 | Jatinegara
TB27 | TB27_0380.15.209 | EGA | LBS | 2015 | Jatinegara
BK251 | CI-2017-W43-5-0025 | SCHNEIDER | LBS |  | Marunda
KM106 | 0392.16.212 | EGA | LBS | 2016 | Jatinegara
KM106 | 1341.16.213 | EGA | LBS | 2016 | Jatinegara
K32N | 605.12.BL | EGA | LBS | 2012 | Jatinegara
KM92 | 0442.15.212 | EGA | PB | 2015 | Jatinegara
KM92 | 1499.13.BL | EGA | LBS | 2013 | Jatinegara
KM3 | T73005052683-0066 | SIEMENS | PB | 2017 | Jatinegara
KM3 | T73005052683-0266 | SIEMENS | LBS | 2017 | Jatinegara
K20A | 22613/032/10/01/E6 | GAE | LBS | 2010 | Jatinegara
K20A | 22658/032/10/01/E6 | GAE | LBS | 2010 | Jatinegara
K20B | 0311.15.214 | EGA | PB | 2015 | Jatinegara
K20B | 0304.15.212 | EGA | LBS | 2015 | Jatinegara
PM23A | 2117.13.BL | EGA | LBS | 2013 | Jatinegara
PM23A | 2157.13.BL | EGA | LBS | 2013 | Jatinegara
PM23 | T73005442624-0117 | SIEMENS | PB 2 | 2017 | Jatinegara
PM24A | 0378.15.211 | EGA | PB | 2015 | Jatinegara
TB73 | 0919.16.213 | EGA | LBS | 2016 | Jatinegara
TB73 | C1-2016-W31-3-0019 | SCHNEIDER | PB | 2016 | Jatinegara
E35B | T73005442624-0070 | SIEMENS | LBS | 2017 | Jatinegara
KM63 | SM1125193C1 | SCHNEIDER | LBS | 2011 | Jatinegara
K78N | 1298.07 | ABB | LBS | 2010 | Jatinegara
K49C | T73005442624-0062 | SIEMENS | LBS | 2017 | Jatinegara
K49N | T7300544624-0069 | SIEMENS | PB | 2017 | Jatinegara
K49N | T73005442624-0106 | SIEMENS | LBS | 2017 | Jatinegara
K49N | T73005442624-0113 | SIEMENS | LBS | 2017 | Jatinegara
KM31 | 2185.13.BL | EGA | LBS | 2013 | Jatinegara
BBL1 | - | SCHNEIDER | LBS |  | Cengkareng
KM81 | C1-2013-W23-1-0013 | SCHNEIDER | LBS | 2013 | Jatinegara
KM95 | C1-2015-W16-2-0051 | SCHNEIDER | CBOG | 2015 | Jatinegara
KM95 | C1-2015-W16-3-0054 | SCHNEIDER | LBS | 2015 | Jatinegara
K32C | 25062/105/11/02/E6 | GAE | PB | 2011 | Jatinegara
K32C | 021/110/08/01/E6 | GAE | LBS | 2008 | Jatinegara
K32C | 24898/105/11/01/E6 | GAE | LBS | 2011 | Jatinegara
K101A | 1302263 | ABB | LBS | 2013 | Jatinegara
K101A | C1-2016-W35-1-0093 | SCHNEIDER | CBOM | 2016 | Jatinegara
K93 | T73005052683-0098 | SIEMENS | LBS | 2017 | Jatinegara
K93 | T73005052683-0256 | SIEMENS | GI | 2017 | Jatinegara
K115Z | 2415.13BL | EGA | LBS | 2013 | Jatinegara
K115Z | 3668.13.BL | EGA | LBS | 2013 | Jatinegara
KM39 | C1-2017-W08-2-0042 | SCHNEIDER | LBS | 2017 | Jatinegara
K50D | 54516214 | EGA | PB | 2017 | Jatinegara
K50D | 1EC.62271.200 | SCHNEIDER | LBS | 2017 | Jatinegara
K82 | SM1133031C1 | MG | LBS | 2011 | Jatinegara
K82 | SM1132097C1 | MG | LBS | 2011 | Jatinegara
K82 | C1-2016-W35-3-0012 | SCHNEIDER | CBOM | 2016 | Jatinegara
KJ202 | KJ202-LBS1-EGA | EGA | LBS | 2017 | Kebon Jeruk
KJ202 | KJ202-LBS2-EGA | EGA | LBS | 2017 | Kebon Jeruk
KJ202 | KJ202-PB-EGA | EGA | PB | 2017 | Kebon Jeruk
K50N | 0441.14.209 | EGA | LBS | 2014 | Jatinegara
KM94 | 0373.15.211 | EGA | PB | 2015 | Jatinegara
KM94 | 0604.15.209 | EGA | LBS | 2015 | Jatinegara
KM94 | 0723.15.209 | EGA | LBS | 2015 | Jatinegara
K66C | 59503378 | MG | PB | 2015 | Jatinegara
K66C | 59502001 | MG | LBS | 2015 | Jatinegara
K66C | C1-2015-W34-4-0019 | SCHNEIDER | LBS | 2015 | Jatinegara
PM22D | PM22D_C12016W3520018 | SCHNEIDER | PB | 2016 | Jatinegara
KM21 | SM1147004.C1 | SCHNEIDER | LBS | 2011 | Jatinegara
TB23 | 1041.17.212 | EGA | LBS | 2017 | Jatinegara
TB23 | 864.17.216 | EGA | CBOG | 2017 | Jatinegara
SP123 | 80716213 | EGA | LBS | 2016 | Kebon Jeruk
SP123 | 83316213 | EGA | LBS | 2016 | Kebon Jeruk
SP123 | 18016214 | SCHNEIDER | LBS | 2016 | Kebon Jeruk
SP123 | 19216214 | EGA | PB | 2016 | Kebon Jeruk
KJ290 | 341513BL | EGA | LBS | 2016 | Kebon Jeruk
KJ290 | 336413BL | EGA | LBS MOTORIZED | 2016 | Kebon Jeruk
B400 | B 400-01 | CONTACT PLASMA | PGC | - | Bandengan
B400 | B 400-02 | CONTACT PLASMA | PB 1 | - | Bandengan
B400 | B 400-03 | CONTACT PLASMA | LBS MANUAL | - | Bandengan
B400 | B 400-04 | SCHNEIDER SM6 | LBS MOTORIZE | 2017 | Bandengan
B400 | B 400-05 | SCHNEIDER SM6 | PB 2 | 2015 | Bandengan
MB22 | MB 22-01 | EGA | LBS MOTORIZE | 2017 | Bandengan
MB22 | MB 22-03 | FLOUKIT-M | PB | - | Bandengan
A128 | A 128-01 | SCHNEIDER DM1 | CBOM | 2015 | Bandengan
A128 | A 128-02 | SCHNEIDER SM6 | PB 1 | 2015 | Bandengan
A128 | A 128-03 | EGA | PB 2 | 2017 | Bandengan
A128 | A 128-04 | SCHNEIDER SM6 | LBS MOTORIZE | 2017 | Bandengan
A128 | A 128-05 | SCHNEIDER SM6 | LBS MOTORIZE | 2017 | Bandengan
AB34 | AB 34-01 | SCHNEIDER SM6 | LBS MOTORIZE | 2017 | Bandengan
AB34 | AB 34-02 | SCHNEIDER SM6 | LBS MOTORIZE | 2017 | Bandengan
AB34 | AB 34-03 | SCHNEIDER SM6 | PB | 2017 | Bandengan
AB34 | AB 34-04 | SCHNEIDER SM6 | PB 2 | 2017 | Bandengan
MN12 | 1369.17.212 | EGA | LBS | 2017 | Pondok Gede
MN12 | 1096.17.214 | EGA | PB | 2017 | Pondok Gede
B365 | B 365-03 | ABB UNISWITCH SDC | PB | - | Bandengan
B397 | B 397-01 | SCHNEIDER SM6 | LBS MOTORIZED | 2017 | Bandengan
A62 | A 62-03 | EGA | CBOM | 2017 | Bandengan
D383 | 658458751 | EGA | CBOM | 2018 | Menteng
CP142 | 0477.17.212 | EGA | LBS | 2017 | Ciputat
CP62 | T73005555599-0048 | SIEMENS | PB | 2018 | Ciputat
CP52 | 1685.17.212 | EGA | LBS MOTORIZE | 2017 | Ciputat
CP38B | 1675.17.212 | EGA | LBS | 2017 | Ciputat
CP38B | 1665.17.214 | EGA | PB | 2017 | Ciputat
RM14N | PGC - RM 14N | SCHNEIDER SM6 | PMT |  | Cempaka Putih
CP141 | 1579.17.213 | EGA | LBS MOTORIZE | 2017 | Ciputat
CP141 | 1509.17.212 | EGA | LBS | 2017 | Ciputat
TD28A | T73005555599-0043 | SIEMENS | LBS | 2017 | Ciputat
KM100 | CI-2017-W52-3-0016 | SCHNEIDER | LBS | 2017 | Jatinegara
K117 | 0388.17.216 | EGA | CBO PENYULANG | 2017 | Jatinegara
PG184 | ... | ABB LAMA | LBS |  | Pondok Kopi
PG184 | ... | FLUKIT M | B1 |  | Pondok Kopi
CSBC | CSF 61169 | F&G | PB | 2019 | Pondok Kopi
KD13 | ... | SM6 | LBS |  | Pondok Kopi
KD13 | ... | EGA | PB |  | Pondok Kopi
KD16 | 0240.21.213 | EGA | LBS | 2021 | Pondok Kopi
KD16 | 0064.21.214 | EGA | PB | 2021 | Pondok Kopi
KD40 | ... | EGA | PB |  | Pondok Kopi
KD47A | W04-4-0023 | SCHNEIDER | LBS | 2017 | Pondok Kopi
RWBB | 1704975 | EGA | LBS | 2017 | Pondok Kopi
RWBC | .... | SIEMENS | LBS |  | Pondok Kopi
PL18 | 0792.17.212 | EGA | LBS | 2017 | Pondok Kopi
PL17 | 2001-009 | ABB | LBS | 2019 | Pondok Kopi
PL157 | 27530/022/12/03/E6 | GAE | CBOM | 2012 | Pondok Kopi
HRBT | CI-2015-W42-6-0006 | SCHNEIDER | LBS | 2015 | Pondok Kopi
HRBT | CI-2015-W43-2-0027 | SCHNEIDER | LBS | 2015 | Pondok Kopi
KNIB | 1094.17.213 | EGA | LBS | 2017 | Pondok Kopi
KNIB | 0757.17.214 | EGA | PB | 2017 | Pondok Kopi
KNIE | 0822334SF | MERLIN GERLIN | LBS | 2008 | Pondok Kopi
PL3 | 1087.17.213 | EGA | LBS | 2017 | Pondok Kopi
PL68 | S9503117 | MERLIN GERLIN | LBS |  | Pondok Kopi
PL68 | SM 0803617 | SCNIEDER | PB | 2008 | Pondok Kopi
AB170 | AB 170_PT | FLOUKIT M | PT |  | Bandengan
KJ405 | T73005052683-0298 - KJ405 | SIEMENS | LBS MANUAL | 2017 | Kebon Jeruk
KJ405 | T73005052683-0054 - KJ405 | SIEMENS | PB TRAFO | 2017 | Kebon Jeruk
PM356 | C1-2018-W14.1.0043/2018 | SCHENEIDER | LBS-1 |  | Lenteng Agung
K20A | 193012 | GAE | PB | 2010 | Jatinegara
K20A | 1393.13.BF | EGA | PB | 2013 | Jatinegara
K20B | 0312.15.214 | EGA | PB | 2015 | Jatinegara
K20B | 497.12.BL | EGA | LBS | 2012 | Jatinegara
PM23A | 1055.13.BF | EGA | PB 1 | 2013 | Jatinegara
PM23A | 1036.13.BF | EGA | PB 2 | 2013 | Jatinegara
SR102 | - | SCHNEIDER | LBS |  | Ciputat
KD150 | CI-2016-W15-6-0006 | SCHNEIDER | PB TRAFO | 2016 | Jatinegara
GD65 | 1664.17.234 | EGA | LBS | 2017 | Ciracas
BK211 | CI-2016-W13-2-0051 | SCHNEIDER SM6 | LBS | 2016 | Marunda
BK211 | CI-2016-W48-3-0021 | SCHNEIDER SM6 | PB | 2016 | Marunda
PK68 | CI-2016-W11-4-0030 | SCHNEIDER SM6 | LBS | 2016 | Marunda
BK212 | CI-2016-W48-3-0020 | SCHNEIDER SM6 | PB | 2016 | Marunda
PIK34 | PIK34-C1-2015-W45-2-0019 | SCHNEIDER | CBOM | 2015 | Bandengan
PIK34 | PIK34-C1-2016-W19-7-0005 | SCHNEIDER | LBS | 2016 | Bandengan
PIK34 | PIK34-C1-2015-W41-3-0015 | SCHNEIDER | LBS | 2015 | Bandengan
PK68B | - | SIEMENS | PB |  | Marunda
B67NEW | B 67N-04 | EGA | PB |  | Bandengan
GD5A | CI.2016.W12.2.0033 | SCHNEIDER SM6 | LBS | 2016 | Ciracas
GD5A | CI.2016.W12.6.0038 | SCHNEIDER SM6 | LBS | 2016 | Ciracas
GD5A | CI.2016.W18.2.0034 | SCHNEIDER SM6 | PB | 2016 | Ciracas
DK255 | 1109.13.BF | EGA | PB | 2013 | Cengkareng
K206 | CI-2016-W22-2-0014 | SCHNEIDER | LBS | 2016 | Jatinegara
K206 | CI-2016-W22-1-0036 | SCHNEIDER | LBS MOTORIZE | 2016 | Jatinegara
KJ290 | 166013BF | EGA | LBS | 2016 | Kebon Jeruk
SP136A | CI - 2016 - W12 - 6 - 003 | SCHNEIDER | LBS | 2016 | Kebon Jeruk
SP136A | CI - 2016 - W26 - 2 - 006 | SCHNEIDER | PB | 2016 | Kebon Jeruk
SP136A | SP136A - PB1 | SCHNEIDER | PB |  | Kebon Jeruk
SP120B | 5116212 | EGA | LBS | 2016 | Kebon Jeruk
SP120B | 81016213 | EGA | LBS | 2016 | Kebon Jeruk
SP120B | 20016214 | EGA | PB | 2016 | Kebon Jeruk
RG43 | RG 43 | SCHNEIDER | LBS-1 |  | Lenteng Agung
RG43 | RG 43 | SCHNEIDER | LBS-2 |  | Lenteng Agung
PM132A | 0560.15.209 | EGA | LBS-1 |  | Lenteng Agung
PM132A | 0255.15.212 | EGA | LBS-2 |  | Lenteng Agung
PM132A | 0604.15.213 | EGA | LBS-3 |  | Lenteng Agung
PM132A | 0586.15.213 | EGA | LBS-4 |  | Lenteng Agung
PM132A | 0497.16.213 | EGA | LBS-5 |  | Lenteng Agung
PM132A | IEC-62271-200 | ABB | PB-1 |  | Lenteng Agung
E415 | E415_3 | EGA | PBTRAFO | 2018 | Kramat Jati
E416 | E416_0332-16-212 | EGA | LBS | 2016 | Kramat Jati
E416 | E416_223-16-214 | EGA | PBTRAFO | 2016 | Kramat Jati
GD9C | 0059.19.214 | EGA | PB |  | Ciracas
GD103 | 0121.17.213 | EGA | LBS | 2017 | Ciracas
S153 | 1763.17.234 | EGA | CBO |  | Menteng
KN240 | 875674674 | EGA | PMT |  | Menteng
KN240 | 5546658455 | EGA | CBOM |  | Menteng
TB28 | CI-2017-W04-1-0012 | SCHNEIDER | LBS | 2017 | Jatinegara
TB28 | 0878.17.216 | EGA | CBOM | 2017 | Jatinegara
KM59 | 56617-028 | UNINDO AREVA | LBS | 2009 | Jatinegara
KM59 | 56617-030 | UNINDO AREVA | LBS | 2009 | Jatinegara
KM59 | 56617-008 | UNINDO AREVA | PGDB | 2009 | Jatinegara
GH0407 | GH 407-KJ 56 | ABB SDC | LBS | 2011 | Kebon Jeruk
CP116 | 166418213 | EGA | LBS | 2018 | Ciputat
PL147 | NO.24953/105/11/01/E6 | GAE | LBS | 2011 | Pondok Kopi
CP116 | 92118214 | EGA | PB | 2018 | Ciputat
E93EN | 0102.17.214 | EGA | PB |  | Pondok Kopi
KDR194 | 2723.13.BL | EGA | LBS | 2013 | Cengkareng
KDR194 | 1603.13.BL | EGA | PB TRAFO | 2013 | Cengkareng
K176 | K 176 | SCHNEIDER | PB | 2018 | Cempaka Putih
BT357 | CI-2016-W25-3-0015 | SCHNEIDER | LBS | 2016 | Bintaro
BT357 | CI-2016-W25-4-0006 | SCHNEIDER | LBS | 2016 | Bintaro
BDU8 | BDU8-LB2-2016 | SCHNEIDER | LBS | 2016 | Bandengan
BDU8 | BDU8-CBOM-2016 | SCHNEIDER | CBOM | 2016 | Bandengan
BDU14 | BDU14-LBS2-2016 | SCHNEIDER | LBS | 2016 | Bandengan
BDU14 | BDU14-CBOM-2016 | SCHNEIDER | CBOM 2 | 2016 | Bandengan
PM23 | T73005442624-0027 | SIEMENS | PB 1 | 2017 | Jatinegara
PM23 | T73005442541-0014 | SIEMENS | LBS | 2017 | Jatinegara
PM24A | 0725.15.209 | EGA | LBS | 2015 | Jatinegara
E35E | T73005442541-0054 | SIEMENS | PB | 2017 | Jatinegara
E35E | T7300544254-0059 | SIEMENS | LBS | 2017 | Jatinegara
E35E | T73005442541-0004 | SIEMENS | LBS | 2017 | Jatinegara
E35B | T73005442541-0042 | SIEMENS | PB | 2017 | Jatinegara
E35B | T73005442624-0021 | SIEMENS | PB | 2017 | Jatinegara
E35B | T73005442541-0053 | SIEMENS | LBS | 2017 | Jatinegara
KM63 | 0189.16.214 | EGA | PB | 2016 | Jatinegara
KM63 | C1-2019-W30-2-0086 | SCHNEIDER | LBS | 2019 | Jatinegara
KM63 | SM1125050C1 | SCHNEIDER | CBO | 2011 | Jatinegara
E35C | T73005442541-0033 | SIEMENS | PB | 2017 | Jatinegara
E35C | T7300544254-001 | SIEMENS | LBS | 2017 | Jatinegara
E35C | T73005442624-0011 | SIEMENS | LBS | 2017 | Jatinegara
K30N | 481.12.BL | EGA | LBS | 2012 | Jatinegara
K76 | T73005442541-0036 | SIEMENS | PB | 2017 | Jatinegara
K76 | T73005442541-0013 | SIEMENS | LBS | 2017 | Jatinegara
K76 | T73005442541-0089 | SIEMENS | LBS | 2017 | Jatinegara
K76 | T73005442624-0058 | SIEMENS | LBS | 2017 | Jatinegara
K77N | 179.12.BF | EGA | PB | 2012 | Jatinegara
K77N | 391.12.BL | EGA | LBS | 2012 | Jatinegara
K77N | 389.12.BL | EGA | LBS | 2012 | Jatinegara
K78N | 1VZN231184M0014 | ABB | PB | 2010 | Jatinegara
K78N | 129810 | ABB | LBS | 2010 | Jatinegara
K76D | SM0300389 | MG SM6 | PB | 2003 | Jatinegara
K76D | SM0300354 | MG SM6 | LBS | 2003 | Jatinegara
K49C | T73005442624-0042 | SIEMENS | PB | 2017 | Jatinegara
K49C | T73005442624-0043 | SIEMENS | LBS | 2017 | Jatinegara
KM67 | 4926 | FLUOKIT M+ | PB | 2011 | Jatinegara
KM67 | 14670 | FLUOKIT M+ | LBS | 2011 | Jatinegara
KM67 | 57715 | FLUOKIT M+ | LBS | 2011 | Jatinegara
K49N | T73005442624-0048 | SIEMENS | PB | 2017 | Jatinegara
KM31 | 1012.13.BL | EGA | PB | 2013 | Jatinegara
KM31 | 2125.13.BL | EGA | LBS | 2013 | Jatinegara
K157 | C1-2018-W10-5-0007 | SCHNEIDER | PB | 2018 | Jatinegara
K157 | T73005442624-0005 | SIEMENS | LBS | 2017 | Jatinegara
K157 | T73005442624-0016 | SIEMENS | GH | 2017 | Jatinegara
KM98 | 0166.15.214 | EGA | PB | 2016 | Jatinegara
KM98 | 0501.15.213 | EGA | GH | 2015 | Jatinegara
KM98 | 0359.15.210 | EGA | LBS | 2015 | Jatinegara
DK77 | 0160-17-216 | EGA | CBO | 2017 | Cengkareng
KM81 | C1-2013-W23-1-0014 | SCHNEIDER | LBS | 2013 | Jatinegara
KM81 | C1-2013-W23-2-0001 | SCHNEIDER | CBOG | 2013 | Jatinegara
KM8 | 452.12.BL | EGA | LBS | 2012 | Jatinegara
KM8 | 551.12.BL | EGA | LBS | 2012 | Jatinegara
KM95 | C1-2015-W16-3-0059 | SCHNEIDER | LBS | 2015 | Jatinegara
K32C | 24992/105/11/02/E6 | GAE | PB | 2011 | Jatinegara
KM25 | C1-2016-W16-1-0046 | SCHNEIDER | PB | 2016 | Jatinegara
KM25 | C1-2016-W07-4-0045 | SCHNEIDER | CBOM | 2016 | Jatinegara
K101A | 180413BI | EGA | PB | 2013 | Jatinegara
K101A | 1302302 | ABB | LBS | 2013 | Jatinegara
K93 | T73005052683-0177 | SIEMENS | PB | 2017 | Jatinegara
K115Z | 1791.13.BF | EGA | PB | 2013 | Jatinegara
KM39 | 132217.214 | EGA | PB | 2017 | Jatinegara
KM39 | 167417.234 | EGA | LBS | 2017 | Jatinegara
K50N | T73005442541-0072 | SIEMENS | PB | 2017 | Jatinegara
PB49 | CI-2014-W50-3-0039 | SCHNEIDER | LBS | 2014 | Pondok Kopi
PB49 | CI-2014-W47-3-0006 | SCHNEIDER | CBOM | 2014 | Pondok Kopi
CP456 | 0132-15-209 | EGA | LBS | 2015 | Ciputat
KN217 | W45-4-0019 | SCHNEIDER | PMT | 2015 | Menteng
S136P | S 136P | EGA | PB |  | Menteng
T366P | T 366P | EGA | PB |  | Menteng
JS233 | 0461-15-213 | EGA | LBS MOTORIZE | 2015 | Pondok Gede
JS232 | 0372-15-213 | EGA | LBS MOTORIZE | 2015 | Pondok Gede
JS232 | 0110-15-214 | EGA | PB | 2015 | Pondok Gede
KM59 | 56617-013 | UNINDO AREVA | PT | 2009 | Jatinegara
KB346 | 0 | FLUOKIT M | PB |  | Bulungan
GD110 | CI.2017.W44.4.0008 | SCHNEIDER SM6 | PB | 2017 | Ciracas
E98 | 2532.17.213 | EGA | LBS | 2017 | Ciracas
S154 | 3600-17-213 | EGA | PMT | 2017 | Menteng
BK243 | Y730005442627-0007 | SIEMENS | LBS | 2017 | Marunda
E20B | E20B-1302308 | ABB | LBS (MOTORIZE) | 2013 | Kramat Jati
CKG191 | - | SCHINEIDER | PGC |  | Cengkareng
TG87PS | 419010022 | ABB | LBS METERING | 2018 | Cengkareng
BK232 | 0482.17.213 | EGA | LBS | 2017 | Marunda
BK232 | C1-2017-W18-5-0022 | SCH SM6 | LBS |  | Marunda
B236 | B 236-02 | SCHNEIDER SM6 | LBS MANUAL | 2017 | Bandengan
B236 | B 236-03 | EGA | PB | 2017 | Bandengan
A84 | A 84-01 | SCHNEIDER | LBS MANUAL | - | Bandengan
A110 | A 110-05 | EGA | PGC |  | Bandengan
BK223 | - | EGA | LBS |  | Marunda
BK223 | - | EGA | LBS |  | Marunda
BK216 | - | SCH SM6 | LBS |  | Marunda
KL114 | KL114 | SIEMENS | PB |  | Bintaro
SP244 | SP244-GIKBJR | CONTACT PLAZMA | LBS | 2005 | Kebon Jeruk
A162 | LBS2_A162 | EGA | LBS |  | Bandengan
A162 | PBTRAFO_A162 | EGA | PB TRAFO |  | Bandengan
BC225 | 1533-16-213 | EGA | LBS | 2016 | Cengkareng
KDR120 | W43-3-0043 | SCHNEIDER | PGC | 2012 | Cengkareng
PL226 | 0327.16.212 | EGA | LBS | 2016 | Pondok Kopi
PL226 | 0312.16.214 | EGA | PB | 2016 | Pondok Kopi
PB57 | T73005052683-0212 | SIEMENS | LBS | 2017 | Pondok Kopi
PB57 | T73005052683-0021 | SIEMENS | PB | 2017 | Pondok Kopi
B123B | B 123B-01 | EGA | LBS MOTORIZE | 2017 | Bandengan
B123B | B 123B-02 | EGA | LBS MOTORIZE | 2017 | Bandengan
B123B | B 123B-03 | EGA | PB 2 | 2017 | Bandengan
B123B | B 123B-04 | SCHNEIDER SM6 | PB 1 | 2017 | Bandengan
DB44 | DB 44-01 | EGA | LBS MOTORIZE | 2017 | Bandengan
DB44 | DB 44-04 | EGA | PB 2 | 2017 | Bandengan
T57 | T57 | OTESSA | PMT |  | Menteng
A71 | A 71-01 | EGA | LBS MOTORIZE | 2017 | Bandengan
A71 | A 71-02 | EGA | LBS MANUAL | 2017 | Bandengan
A71 | A 71-03 | EGA | PB | 2017 | Bandengan
A121 | A 121-01 | FLOUKIT-M | LBS MANUAL |  | Bandengan
A121 | A 121-02 | FLOUKIT-M | LBS MANUAL |  | Bandengan
A121 | A 121-03 | SCHNEIDER SM6 | CBOM |  | Bandengan
B307 | B 307-01 | MG VERCORS | LBS MANUAL |  | Bandengan
B307 | B 307-02 | MG VERCORS | LBS MANUAL |  | Bandengan
B307 | B 307-03 | MG VERCORS | PGC |  | Bandengan
B307 | B 307-04 | MG VERCORS | PT |  | Bandengan
S29D | S 29D-02 | EGA | LBS MANUAL | 2017 | Bandengan
S29D | S 29D-03 | EGA | PB | 2017 | Bandengan
S98A | S 98A-01 | SCHNEIDER SM6 | LBS MANUAL |  | Bandengan
S98A | S 98A-03 | SCHNEIDER SM6 | PB |  | Bandengan
B94 | B 94-01 | ABB BC5 | LBS MANUAL |  | Bandengan
B94 | B 94-02 | ABB BC5 | LBS MANUAL |  | Bandengan
B94 | B 94-03 | ABB BC5 | PB 1 |  | Bandengan
AB126 | AB 126-03 | EGA | PB 1 | 2017 | Bandengan
AB126 | AB 126-04 | EGA | PB 2 | 2017 | Bandengan
DB50 | 59604895 | MERLIN GERLIN | LBS | 2003 | Bandengan
DB50 | DB 50-02 | MERLIN GERLIN | LBS | 2003 | Bandengan
DB50 | DB 50-03 | SCHNEIDER SM6 | CBOM | 2007 | Bandengan
AB263P | AB 263P-01 | SCHNEIDER RM6 | LBS MANUAL | - | Bandengan
AB263P | AB 263-02 | SCHNEIDER RM6 | LBS MANUAL |  | Bandengan
AB263P | AB 263P-03 | SCHNEIDER SM6 | PB |  | Bandengan
A155 | A 155-01 | SCHNEIDER SM6 | LBS MOTORIZE | 2017 | Bandengan
A155 | A 155-02 | SCHNEIDER SM6 | LBS MOTORIZE | 2017 | Bandengan
PK67 | - | EGA | PB3 | 2016 | Marunda
PK52A | 0120-17-214 | EGA | PB1 | 2016 | Marunda
PK52A | 0142-17-214 | EGA | PB2 | 2016 | Marunda
E425 | E425-10920.16.212 | EGA | LBS (MOTORIZE) | 2016 | Kramat Jati
E425 | E425-0262.17.214 | EGA | PBTRAFO | 2016 | Kramat Jati
GD306P | T.73005032319-0043 | SIEMENS | LBS |  | Ciracas
RG176 | RG 176 | EGA | LBS-2 |  | Lenteng Agung
MK460 | MK 460-01 | SCHNEIDER SM-6 | CBO RC | 2017 | Bandengan
CP502 | C1-2016-0031-6-0050 | SCHENEIDER SM 6 | PB | 2016 | Ciputat
PS190 | C1-2016-W35-4-0054 | SCHNEIDER SM6 | PMT | 2016 | Cempaka Putih
PS190 | C1-2016-W31-6-0027 | SCHNEIDER SM6 | PB TRAFO | 2016 | Cempaka Putih
BN47 | CI-2016 W21-5-0024 | SCHNEIDER | LBS MOTORIZE | 2016 | Menteng
BN47 | CI-2016 W34-5-0063 | SCHNEIDER | LBS MOTORIZE | 2016 | Menteng
D366 | - | EGA | CBOM | 2017 | Menteng
MK126 | - | EGA | PB | 2016 | Cengkareng
GH0249 | SM.0000518 | SCHNEIDER SM6 | LBS | 2016 | Marunda
GH0249 | CI-2016-W22-0019 | SCHNEIDER SM6 | LBS | 2016 | Marunda
GD393 | C1-2019-W48-1-0033 | SCHNEIDER | LBS | 2014 | Ciracas
GD393 | C1-2019-W48-1-0011 | SCHNEIDER | LBS | 2014 | Ciracas
T397 | CI-2015-W16-3-0049 | SCHNEIDER | PMT | 2015 | Menteng
MK71 | W3360027 | SCHNEIDER | LBS 2 |  | Bandengan
BC178 | 2820018 | SCHINEIDER | LBS MOTORIZE | 2015 | Cengkareng
D387 | C1-2018-W35-3-0011 | SCHENDER MOTORICE | PMT | 2018 | Menteng
E223 | 121581 | ABB | PB | 2012 | Pondok Kopi
PL206 | 1030-21 | ULUSOY ELECTRIC | PB | 2021 | Pondok Kopi
PL207 | 0388.15.211 | EGA | PB | 2015 | Pondok Kopi
PL207 | 0793.15.209 | EGA | LBS | 2015 | Pondok Kopi
PM353 | 23414209 | EGA | LBS-1 |  | Lenteng Agung
CP471 | C1.2015-W19-5-0015 | SCHENEIDER | LBS | 2015 | Ciputat
TD94 | - | SCHNEIDER | LBS |  | Ciputat
DT98 | 0244.14.209 | EGA | LBS-1 |  | Lenteng Agung
DT98 | 0289.14.209 | EGA | LBS-2 |  | Lenteng Agung
TG87PS | 420030260 | ABB | LBS | 2020 | Cengkareng
KM70 | 0753.15.209 | EGA | LBS | 2015 | Jatinegara
E293 | 0288.15.209/1501567 | EGA | LBS | 2015 | Pondok Gede
KPK42G | KPK 42G-0818-15-209 | EGA | LBS | 2015 | Bandengan
CKG138 | 0577-15-209 | EGA | LBS | 2015 | Cengkareng
MD106 | 866215209 | EGA | LBS | 2015 | Marunda
P25N | 2 | MG SM6 | PMT |  | Menteng
CKG132 | 0037-15-212 | EGA | LBS MOT | 2015 | Cengkareng
CKG132 | 0052-15-214 | EGA | PB2 | 2015 | Cengkareng
K298 | 43215215 | EGA | PMT | 2015 | Menteng
K298 | 19215214 | EGA | PB | 2015 | Menteng
E409 | EGA_1504612 | EGA | LBS | 2015 | Kramat Jati
KG442 | 0075.15.214 | EGA | PB TRAFO | 2015 | Tanjung Priok
CB126P | 0364.15.209 | EGA | LBS |  | Ciracas
PK89N | - | EGA | LBS | 2017 | Marunda
CK162 | - | EGA | LBS | 2017 | Marunda
PK89N | - | EGA | PB1 | 2017 | Marunda
PK89N | - | EGA | PB2 | 2017 | Marunda
RG209 | 1609-17-212 | ORMAZABAL | LBS-2 |  | Lenteng Agung
B51 | 0407.16.212 | EGA | PB TRAFO |  | Bandengan
KDR117 | 510001 | SCHNEIDER | PB | 2017 | Cengkareng
E358 | E358-W0310044 | SCHNEIDER | PB | 2018 | Kramat Jati
E358 | E358-W4030119 | SCHNEIDER | LBS (MOTORIZE) | 2017 | Kramat Jati
E358 | E358-W40301414 | SCHNEIDER | LBS (MOTORIZE) | 2017 | Kramat Jati
SN50 | 0 | EGA | PMT |  | Menteng
PM128S | PM 128S | EGA | PB-1 |  | Lenteng Agung
PL213 | CI-2015-W21-4-0051 | SCHNEIDER | LBS | 2015 | Pondok Kopi
CP488 | C1-2015-W34-3 | schneider | LBS | 2015 | Ciputat
CP488 | 41115.212 | GAE | LBS | 2015 | Ciputat
CP488 | 39515.214 | GAE | PB | 2015 | Ciputat
MN5 | 0337.15.214 | EGA | PB | 2015 | Ciracas
GD225P | CI.2015.W31.5.0002 | SCHNEIDER SM6 | LBS |  | Ciracas
BC61 | - | Kit 25 | B1 |  | Cengkareng
D360 | CI.2016.W06.3.0014 | SCHNEIDER | PMT | 2016 | Menteng
D360 | CI.2015.W39.2.0004 | SCHNEIDER | CBOM | 2015 | Menteng
KJ377 | 0654-15-213 | SCHNEIDER | LBS MOTORIZED | 2015 | Kebon Jeruk
KJ377 | 0015-16-214 | EGA | PB TRAFO | 2015 | Kebon Jeruk
KB596 | 0 | SCHNEIDER | LBS MOTORIZE |  | Bulungan
KB596 | 0 | SCHNEIDER | PB |  | Bulungan
KB596 | 0 | SCHNEIDER | LBS |  | Bulungan
JGK16 | JGK16 | SCHNEIDER | LBS-2 |  | Lenteng Agung
KDR177 | - | ORMAZABAL | PGC |  | Cengkareng
BDA6 | 1688 | RETROFIT | PGC | 2017 | Cengkareng
SP136A | SP136A PB2 | SCHNEIDER | LBS | 2011 | Kebon Jeruk
CKG151 | - | ULUSOY | PGC |  | Cengkareng
CKG151 | CI-2016-W08-2-0035/15-5-A | SCHNEIDER | CBOG | 2016 | Cengkareng
CKG151 | CI-2016-W05-5-0008 / 2016 | SCHNEIDER | LBS MOT | 2016 | Cengkareng
JS229 | C1-2015-w39-5-0028 | Schneider SM6 | LBS motorize | 2015 | Pondok Gede
GD406 | CI.2016.W03.3.0011 | SCHNEIDER | PB | 2016 | Ciracas
PIK36 | PIK36-0051-16-213 | EGA | LBS | 2016 | Bandengan
PIK36 | PIK36-2015-W32-2-0016 | SCHNEIDER | LBS | 2015 | Bandengan
PIK36 | PIK36-0368-15-214 | EGA | PB | 2015 | Bandengan
CD369 | 0109-15-212 | EGA | LBS | 2015 | Bintaro
CD369 | 029-15-213 | EGA | LBS | 2015 | Bintaro
CD369 | 440016 | SCHNEIDER | PB | 2015 | Bintaro
PIK37 | PIK37-0461-15-212 | EGA | LBS | 2015 | Bandengan
PIK37 | PIK37-0620-15-213 | EGA | LBS | 2015 | Bandengan
PIK37 | PIK37-0367-15-214 | EGA | PB | 2015 | Bandengan
PIK38 | PIK38-C1-2016-W02-2-0031 | SCHNEIDER | LBS | 2016 | Bandengan
PIK38 | PIK38-064-15-214 | EGA | PB | 2015 | Bandengan
AB141 | AB141-PB2 | EGA | PB | 2015 | Bandengan
S55B | 1628.18.214 | EGA | PB2 | 2018 | Menteng
SD233 | 1947.13.BI | EGA | LBS MOTORIZE |  | Tanjung Priok
CP466 | 0051-15-209 | EGA | LBS MOTORIZE | 2015 | Ciputat
CP466 | 0115.15-219 | EGA | LBS | 2015 | Ciputat
CP466 | 0011.15-211 | EGA | PB | 2015 | Ciputat
GD223 | 0359.15.209 | EGA | PB | 2015 | Ciracas
B157 | B 157-02 | SCHNEIDER SM-6 | LBS MANUAL | 2017 | Bandengan
B157 | B 157-03 | EGA | PB 1 | 2017 | Bandengan
B157 | B 157-04 | EGA | PB 2 | 2017 | Bandengan
DB36 | DB 36-01 | SCHNEIDER SM-6 | CBO RC | 2017 | Bandengan
DB36 | DB 36-02 | SCHNEIDER SM-6 | LBS MANUAL | 2017 | Bandengan
E56D | CI.2017.W29.5.0011 | SCHNEIDER SM6 | LBS |  | Ciracas
CL33 | 218 | SIEMENS | LBS | 2017 | Marunda
CK109 | 0535.15.209 | EGA | PB TRAFO | 2015 | Marunda
CP524 | 13117213 | EGA | LBS MOTORISE | 2016 | Ciputat
TB60 | 0478.17.212 | EGA | LBS | 2017 | Jatinegara
TB60 | 0509.17.212 | EGA | LBS | 2017 | Jatinegara
TB35 | CI-2017-W35-1-0007 | SCHNEIDER | LBS MOTORIZE | 2017 | Jatinegara
PM121C | PM 121C | EGA | LBS-3 |  | Lenteng Agung
DT117 | 0448.17.212 | EGA | LBS-2 | 2017 | Lenteng Agung
DT117 | 0184.17.216 | EGA | CBOG-1 | 2017 | Lenteng Agung
SP275 | LBS-SP16G | GAE | LBS | 2011 | Kebon Jeruk
SP275 | LBS-GH414 | GAE | PB | 2011 | Kebon Jeruk
E239 | 0888.17.214 | EGA | PB |  | Ciracas
TD17 | C1-2014-W41-4-034 | SCHNEIDER | LBS | 2014 | Ciputat
TD17 | C1-2014-W48-5-0015 | SCHNEIDER | CBOM | 2014 | Ciputat
CN11 | 1509.17.213 | EGA | LBS MOTORIZE | 2017 | Ciputat
TD314 | 16521.17.213 | EGA | LBS MOTORIZE | 2017 | Ciputat
BK241 | 1014.17.214 | EGA | PB | 2017 | Marunda
BK242 | 1016.17.214 | EGA | PB | 2017 | Marunda
BK242 | 17.213 | EGA | LBS | 2017 | Marunda
BK242 | 17.212 | EGA | LBS | 2017 | Marunda
TB4 | CI-2017-W44-1-0026 | SCHNEIDER | CBOM | 2017 | Jatinegara
TB4 | CI-2017-W05-2-0028 | SCHNEIDER | LBS | 2017 | Jatinegara
RG142P | RG 142P | EGA | LBS-1 |  | Lenteng Agung
RG142P | RG 142P | EGA | LBS-2 |  | Lenteng Agung
GD12 | CI.2017.W31.4.0008 | SCHNEIDER SM6 | PB |  | Ciracas
GD12 | 0346.15.209 | EGA | LBS |  | Ciracas
GD74A | 0068.19.214 | EGA | PB |  | Ciracas
GH0141 | - | SCHNEIDER | LBS | - | Ciputat
GH0141 | 333613BL | EGA | LBS | 2013 | Ciputat
GH0141 | SM0301457 | SCHNEIDER | LBS | 2003 | Ciputat
RG207 | 1051-17-214 | EGA | PB-1 |  | Lenteng Agung
JGK24 | 1155.17.214 | EGA | PB-1 |  | Lenteng Agung
PIK48 | PIK48-2 | EGA | LBS | 2017 | Bandengan
KJ278 | KJ278-LBS1 | FLOUKIT M AREVA | LBS MANUAL |  | Kebon Jeruk
KJ278 | KJ278-LBS PB | FLOUKIT M AREVA | PB TRAFO |  | Kebon Jeruk
KJ279 | KJ279-LBS2 | FLOUKIT M | LBS MANUAL |  | Kebon Jeruk
D376 | CI.2017.W44.2.0001 | SCHNEIDER | CBOM | 2017 | Menteng
GH0033 | CI-2017-W20-4-0026 | SCHNEIDER SM6 | LBS | 2017 | Marunda
K136B | K136B | SCHNEIDER SM6 | PB |  | Cempaka Putih
KDR304 | 1419-17-212 | EGA | LBS | 2017 | Cengkareng
BTAA | 0104.15.212 | EGA | LBS | 2015 | Pondok Kopi
BTAA | CI-2019-W36-3-0011 | SCHNEIDER | PB | 2019 | Pondok Kopi
BTAD | CI-2014-W07-3-0047 | SCHNEIDER | LBS | 2014 | Pondok Kopi
BTAD | 3004/158/13/01/E6 | GAE | LBS | 2013 | Pondok Kopi
BTAD | 3010/180/13/02/E6 | GAE | PB | 2013 | Pondok Kopi
CK19F | 1778.16.213 | EGA | LBS | 2016 | Pondok Kopi
CK19F | 0657.17.212 | EGA | LBS | 2017 | Pondok Kopi
CSBA | 259 | SIEMENS | LBS | 2017 | Pondok Kopi
CSBA | 111 | SIEMENS | PB | 2017 | Pondok Kopi
MG69 | - | EGA | PMT |  | Menteng
D387 | CI-2018-W11-5-0037 | SCHENDER MOTORICE | CBOM | 2018 | Menteng
PM139B | PM 139B | ORMAZABAL | PB-1 |  | Lenteng Agung
E103 | CI-2017-W43-4-0041 | SCHNEIDER | LBS | 2017 | Pondok Kopi
E103 | CI-2018-W10-40013 | SCHNEIDER SM6 | PB | 2018 | Pondok Kopi
KD15 | .. | SCHNEIDER SM6 | LBS |  | Pondok Kopi
KD15 | 3133 | UNINDO | PBTRAFO | 2007 | Pondok Kopi
TD301 | 2017CFS61090 | ORMAZABAL | LBS | 2017 | Ciputat
TD133 | 2017CSF63348 | ORMAZABAL | LBS | 2017 | Ciputat
TD133 | 2017CSF63369 | ORMAZABAL | LBS | 2017 | Ciputat
SP11D | 1692.17.214 (SP11D) | SCHNEIDER | LBS | 2017 | Kebon Jeruk
RM99 | 3763.17.213 | EGA | LBS | 2017 | Cempaka Putih
RM99 | RM99 | FLUOKIT M24 | LBS | 2002 | Cempaka Putih
MK467 | MK 464-01 | EGA | LBS MOTORIZED |  | Bandengan
PM128S | PM 128S | SCHNEIDER | LBS-1 |  | Lenteng Agung
PM128S | PM 128S | SCHNEIDER | LBS-2 |  | Lenteng Agung
PL255 | 2974.17.213 | EGA | LBS | 2017 | Pondok Kopi
PL255 | 3827 | UNINDO | PB | 2009 | Pondok Kopi
KDR290 | T73005442624-0094 | SIEMENS | LBS MAN | 2017 | Cengkareng
KDR290 | T73005442624-0014 | SIEMENS | LBS MOT | 2017 | Cengkareng
KDR290 | T73005442541-0066 | SIEMENS | PB | 2017 | Cengkareng
KDR299 | CI-2017-W42-2-0005 | SCHNEIDER | LBS MOTORIZE | 2017 | Cengkareng
KDR299 | C1-2017-W42-3-0028 | SCHNEIDER | LBS | 2017 | Cengkareng
KDR299 | 1294-17-214 | EGA | PB1 | 2017 | Cengkareng
KDR291 | 3052.17.213 | EGA | LBS MOTORIZE |  | Cengkareng
KDR291 | 1280.17.214 | EGA | LBS MANUAL |  | Cengkareng
KDR291 | C1-2017-W42.3.0026 | SCHNEIDER | PB1 | 2017 | Cengkareng
PS192 | 31734/089/18/03/E6 | GAE | PMT | 2018 | Cempaka Putih
PS192 | 31739/089/18/03/E6 | GAE | PMT | 2018 | Cempaka Putih
RWB2 | - | SIEMENS | PGC | 2018 | Cengkareng
PS192 | 31798/028/18/06/E6 | GAE | PMT | 2018 | Cempaka Putih
PM224 | PM224_CI-2017-W52-4-0033 | SCHNEIDER | LBS MANUAL | 2017 | Jatinegara
CP192 | CI-2015-W32-2-0047 | SCHNEIDER | PB | 2015 | Ciputat
PM224 | PM224_SM0940106C1 | SCHNEIDER | CBOM | 2009 | Jatinegara
TD9 | SM9606001 | SCHNEIDER | LBS | 2017 | Ciputat
TD279 | 2017CSF63322 | ORMAZABAL | LBS | 2017 | Ciputat
TD279 | 2017CSF61103 | ORMAZABAL | PB | 2017 | Ciputat
D382 | 10.2541 | EGA | PMT |  | Menteng
SP11D | 1668.17.212 (SP11D) | EGA | PB | 2017 | Kebon Jeruk
PS999 | 3069.17.213 | EGA | PMT | 2017 | Cempaka Putih
PS999 | 1540.17.214 | EGA | PB | 2017 | Cempaka Putih
GH0239 | - | FLUOKIT | LBS |  | Jatinegara
CB90 | 27510/022/12/01/E6 | GAE | LBS |  | Ciracas
E337 | E337-W1030017 | SCHNEIDER | LBS (MOTORIZE) | 2016 | Kramat Jati
E337 | E337-W1030017 | SCHNEIDER | LBS (MOTORIZE) | 2016 | Kramat Jati
KN242 | 10232465 | EGA | PB | 2018 | Menteng
KPK37P | 0382.17.212 | EGA | LBS |  | Bandengan
GH0227 | - | SCHNEIDER | LBS | 2012 | Jatinegara
K309 | T73005052683-0254 | SIEMENS | PMT | 2018 | Menteng
K309 | T73005052683-0113 | SIEMENS | PMT | 2018 | Menteng
KJ407 | CI-2018-W10-2-0018-KJ407 | SCHNEIDER | LBS | 2018 | Kebon Jeruk
B415P | 1633.17.212 | EGA | LBS MANUAL | 2017 | Bandengan
PS167 | PB-PS167 | MERLIN GERLIN V6 | PB 2 |  | Cempaka Putih
DB88P | 17121362 | EGA | LBS |  | Bandengan
JS236 | 1389.16.213 | EGA | LBS MOTORIZE | 2016 | Pondok Gede
BK188 | - | SIEMENS | PT |  | Marunda
BT382 | 0344.17.214 | EGA | PB | 2017 | Bintaro
AB66 | AB66-02 | SCHENEIDER | LBS 2 |  | Bandengan
CKG167 | 0634-16-212 | EGA | LBS | 2016 | Cengkareng
CKG167 | 1644-16-213 | EGA | LBS MOT | 2016 | Cengkareng
JR209 | T-73005052683-027 | SIEMENS | PB | 2017 | Pondok Gede
PL239 | T73005032314-0012 | SIEMENS | PB | 2017 | Pondok Kopi
PL234 | 0368.16.214 | EGA | PB | 2016 | Pondok Kopi
MD39 | - | EGA | LBS |  | Marunda
AB185 | AB185_PB2 | FLUOKIT M | PB TRAFO |  | Bandengan
D370 | 0453-17-213 | EGA | PMT | 2017 | Menteng
GD273P | 176045 | FLOUKIT M | PB |  | Ciracas
MB101 | MB 101-03 | EGA | CBOM | 2017 | Bandengan
GNS27G | GNS 27G - 0229.12.212 | EGA | PB | 2017 | Bandengan
PIK34K | PIK 34K-01 | SIEMENS | LBS | 2017 | Bandengan
AB291 | AB 291-02 | EGA | LBS | 2017 | Bandengan
MK421 | MK 421-01 | SCHNEIDER | CBO | 2017 | Bandengan
KD152 | SM0402376 | MG | LBS | 2004 | Jatinegara
KD218 | 1979 | FLUOKIT M+ | PGC | 2010 | Jatinegara
KD218 | 12822 | FLUOKIT M+ | LBS | 2010 | Jatinegara
KD218 | 1281 | FLUOKIT M+ | LBS | 2010 | Jatinegara
BN43 | 0749.16.212 | EGA | PMT | 2016 | Menteng
BN44 | 0193.16.213 | EGA | PMT | 2016 | Menteng
K300 | K300P | SCHNEIDER | PB |  | Menteng
CKG161 | 0758-16-212 | SCHINEIDER | LBS | 2016 | Cengkareng
PM34N | 25817213 | EGA | LBS MOTORIZE | 2017 | Jatinegara
K301 | K301 | SCHNEIDER | PMT |  | Menteng
CP518 | 1746-16-213 | EGA | LBS MOTORISE | 2016 | Ciputat
CP518 | 0489-16-214 | EGA | PB TRAFO | 2016 | Ciputat
CD347 | 0276-15-211 | EGA | PB | 2015 | Bintaro
DT100 | DT 100 | EGA | PB-1 |  | Lenteng Agung
CSL11 | 904.13.BF | EGA | PB |  | Ciracas
CB73P | SB.2010.W45.2.0036 | SCHENEIDER RM6 | LBS |  | Ciracas
CGR33 | I.0260.15.209 | EGA | LBS-2 |  | Lenteng Agung
CGR33 | S.0130.15.211 | EGA | PB-1 |  | Lenteng Agung
BT322 | C1.2015.W11.3.0012 | SCHNEIDER | LBS | 2015 | Bintaro
GD377P | 13.1233 | ABB UNISWITCH | LBS | 2013 | Ciracas
S25B | S 25B | SCHNEIDER | PGC |  | Menteng
PL214 | 0289.15.212 | EGA | LBS | 2015 | Pondok Kopi
PGL31 | 39 | SCHNEIDER | CBOM | 2014 | Pondok Kopi
PGL31 | 44 | SCHNEIDER | LBS Motorize | 2014 | Pondok Kopi
RG124 | RG 124 | SCHNEIDER | PGDB-1 |  | Lenteng Agung
PB51 | CI-2016-W02-5-0026 | SCHNEIDER | PB | 2016 | Pondok Kopi
PB51 | CI-2015-W44-3-0001 | SCHNEIDER | LBS | 2015 | Pondok Kopi
CK108 | 1787.13 | EGA | PB TRAFO |  | Marunda
CP519 | 76516212 | EGA | LBS | 2016 | Ciputat
KL59A | 0243.17.214 | EGA | PB | 2017 | Bintaro
KM11 | 1756.16.213 | EGA | LBS MOTORIZE | 2016 | Jatinegara
KM11 | 0320.17.216 | EGA | CBOM | 2017 | Jatinegara
GD34 | 1657.17.213 | EGA | LBS |  | Ciracas
KM110 | 173005052683-0201 | SIEMENS | PB | 2017 | Jatinegara
KJ244 | KJ244-LBS PB | EGA | PB TRAFO |  | Kebon Jeruk
GD338P | CV.735500.000110/014 | SIEMENS | LBS |  | Ciracas
GH0045 | - | ABB | LBS |  | Ciputat
GH0045 | - | GAE | LBS |  | Ciputat
GH0045 | - | SCHNEIDER | LBS |  | Ciputat
GH0045 | - | MERLIN GERIN | LBS |  | Ciputat
CK238 | 1739.17.213 | EGA | LBS | 2017 | Marunda
GH0045 | - | MERLIN GERIN | LBS |  | Ciputat
GH0045 | - | MERLIN GERIN | LBS |  | Ciputat
GH0045 | - | MERLIN GERIN | LBS |  | Ciputat
GH0045 | - | MERLIN GERIN | LBS |  | Ciputat
GH0188 | - | GAE | LBS |  | Ciputat
GH0188 | - | MERLIN GERIN | LBS |  | Ciputat
GH0188 | - | MERLIN GERIN | LBS |  | Ciputat
GH0188 | - | MERLIN GERIN | LBS |  | Ciputat
GH0099 | - | SCHNEIDER | LBS |  | Ciputat
GH0421 | 1210075 | EGA | LBS |  | Ciputat
GH0421 | 1209142 | EGA | LBS |  | Ciputat
GH0421 | 1209124 | EGA | LBS |  | Ciputat
GH0403 | - | MERLIN GERIN | LBS |  | Ciputat
KDR284 | 1314-17-212 | EGA | LBS | 2017 | Cengkareng
JGK25 | JGK25 | EGA | PB-1 |  | Lenteng Agung
CGR50 | 1417-17-212 | EGA | LBS-2 | 2017 | Lenteng Agung
B85 | B 85-01 | EGA | LBS MOTORIZE | 2017 | Bandengan
B82B | B 82B-04 | FLOUKIT-M | PB 2 | - | Bandengan
KD2 | 0851.17.216 | EGA | CBOM | 2017 | Pondok Kopi
PB65 | 2790.17.213 | EGA | LBS | 2017 | Pondok Kopi
KD2 | 0697.17.214 | EGA | PB | 2017 | Pondok Kopi
KD2 | 1104.17.212 | EGA | LBS | 2017 | Pondok Kopi
KD3 | ... | KIT27 | LBS |  | Pondok Kopi
KD3 | 1849 | KIT25 | LBS | 2012 | Pondok Kopi
KD3 | ... | KIT25 | PB |  | Pondok Kopi
KD42 | 1149.17.212 | EGA | LBS | 2017 | Pondok Kopi
KD42 | W39-2-0076 | SCHNEIDER | CBOM | 2019 | Pondok Kopi
KD42 | 0821.17.214 | EGA | PB | 2017 | Pondok Kopi
KD45 | 8608 | UNINDO | LBS | 2002 | Pondok Kopi
KD45 | 1041 | UNINDO | PB | 2002 | Pondok Kopi
MK443 | MK 443-01 | SCHNEIDER SM-6 | CBO RC | 2017 | Bandengan
MK443 | MK 443-02 | EGA | LBS MANUAL | 2017 | Bandengan
MK443 | MK 443-03 | SCHNEIDER SM-6 | PB | 2017 | Bandengan
BT192 | BT192 | ABB (Cplus) | PT |  | Bintaro
KJ190 | KJ190-LBS1 | SCHNEIDER | LBS MANUAL |  | Kebon Jeruk
KD111 | 0592.16.216 | EGA | LBS | 2016 | Jatinegara
KM111 | 1741.16.213 | EGA | LBS | 2017 | Jatinegara
KM111 | 0205.16.212 | EGA | LBS | 2017 | Jatinegara
KM66 | SB-2011-W21-5-0064 | SCHNEIDER | PB | 2011 | Jatinegara
KM66 | SB-2011-W17-2-0038 | SCHNEIDER | LBS | 2011 | Jatinegara
KM61 | SB-2011-W21-3-0024 | SCHNEIDER | PB | 2011 | Jatinegara
KM61 | SB-2011-W16-4-0080 | SCHNEIDER | LBS | 2011 | Jatinegara
KM61 | SB-2011-W16-5-0061 | SCHNEIDER | LBS | 2011 | Jatinegara
KM109 | 0290.17.213 | EGA | LBS | 2017 | Jatinegara
KM109 | 035.17.212 | EGA | LBS | 2017 | Jatinegara
K145 | CV735554-0001-40/001 | SIEMENS | PB | 2017 | Jatinegara
KD219 | 12992 | FLUOKIT M+ | LBS | 2010 | Jatinegara
KD216 | 3786 | FLUOKIT M+ | PB | 2009 | Jatinegara
KD216 | 12015 | FLUOKIT M+ | LBS | 2009 | Jatinegara
KD216 | C1-2017-W28-5-0029 | SCHNEIDER | LBS | 2017 | Jatinegara
KM99 | C1-2015-W38-1-0010 | SCHNEIDER | LBS | 2015 | Jatinegara
KM99 | C1-2015-W38-5-0012 | SCHNEIDER | CBOM | 2015 | Jatinegara
K66H | K66H_2202/032/10/01/E6 | GAE | PB | 2010 | Jatinegara
K66I | T73005442624-0030 | SIEMENS | PB | 2017 | Jatinegara
K66I | T73005442624-0007 | SIEMENS | LBS | 2017 | Jatinegara
K66I | T73005442624-01119 | SIEMENS | LBS | 2017 | Jatinegara
K195 | CI-2020-W35-3-1405 | SCHNEIDER SM6 | PB | 2020 | Jatinegara
KM74 | 27563/022/12/03/E6 | GAE | CBOM | 2012 | Jatinegara
K233 | 8089/10080/01/E6 | GAE | LBS | 2001 | Jatinegara
K233 | 3760/110/08/01/E6 | GAE | LBS | 2001 | Jatinegara
K233 | 1376/110/08/01/E6 | GAE | CBOM | 2001 | Jatinegara
KM107 | 0356.17.212 | EGA | GI | 2017 | Jatinegara
KM107 | 0244.17.213 | EGA | LBS | 2017 | Jatinegara
KM107 | 0319.17.210 | EGA | CBOM | 2017 | Jatinegara
TB75 | 1046.17.212 | EGA | GI | 2017 | Jatinegara
K101N | S9504233 | MG | PB | 2009 | Jatinegara
K101N | 250.15.212 | EGA | LBS | 2015 | Jatinegara
K101N | C1-2017-W32-5-0021 | SCHNEIDER | LBS | 2017 | Jatinegara
KM72 | 1680.17.214 | EGA | PB | 2017 | Jatinegara
KM72 | C1-2012-W21-2-0003 | SCHNEIDER | LBS | 2012 | Jatinegara
KM72 | C1-2012-W20-1-0020 | SCHNEIDER | LBS | 2012 | Jatinegara
PM24F | 1499.13.BF | EGA | PB3 | 2015 | Jatinegara
PM24F | 733.13.BF | EGA | PB4 | 2015 | Jatinegara
KM4 | 0553.17.212 | EGA | LBS | 2017 | Jatinegara
KM4 | 0803.17.214 | EGA | PB | 2017 | Jatinegara
KM115 | 0347.18.214 | EGA | PB | 2018 | Jatinegara
KM115 | 0294.18.212 | EGA | LBS | 2018 | Jatinegara
KM115 | CI-2017-W52-4-0043 | SCHNEIDER | LBS | 2017 | Jatinegara
PG439 | 2739.17.213 | SM6 | PGC | 2017 | Cempaka Putih
PG439 | 1331.17.212 | EGA | LBS | 2017 | Cempaka Putih
E340P | E340- CI-2017-W4030105 | SCHNEIDER | LBS (MOTORIZE) | 2017 | Kramat Jati
E340P | E340-CI-2017-W4030047 | SCHNEIDER | LBS (MOTORIZE) | 2017 | Kramat Jati
PM57L | PM57L-W3530017 | SCHNEIDER | LBS (MOTORIZE) | 2017 | Kramat Jati
E254N | E254-W4020033 | SCHNEIDER | LBS (MOTORIZE) | 2017 | Kramat Jati
GD107 | CI.2017.W37.4.0045 | SCHNEIDER SM6 | LBS | 2017 | Ciracas
GD107 | CI.2018.W1.1.0010 | SCHNEIDER SM6 | LBS | 2018 | Ciracas
MB102 | CI-2017-W40-3-0085 | SCHNEIDER SM 6 | LBS MOTORIZE | 2017 | Bandengan
TG62F | CI-2017W36-1-0035 | SCHNEIDER | LBS | 2017 | Cengkareng
TG62F | CI-2017W38-5-0041 | SCHNEIDER | LBS | 2017 | Cengkareng
TG62F | CI-2017W41-5-0029 | SCHNEIDER | LBS | 2017 | Cengkareng
KDR54 | 25055/105 | GAE | PB |  | Cengkareng
KDR263 | - | EGA | PGC |  | Cengkareng
KDR263 | - | EGA | PGC |  | Cengkareng
DK38 | 0326.16.214 | EGA | PB | 2016 | Cengkareng
KDR252 | CI-2015-W22-2-0043 | SCHNEIDER | LBS MOT | 2016 | Cengkareng
KDR261 | 0287.16.212 | EGA | LBS MOT | 2016 | Cengkareng
KDR261 | 0909.16.213 | EGA | LBS | 2016 | Cengkareng
CN124 | 0242-16-212 | EGA | LBS | 2016 | Ciputat
CN124 | 0490-16-214 | EGA | PB TRAFO | 2016 | Ciputat
GD44 | CI.2013.W16.6.0003 | SCHNEIDER SM6 | LBS | 2013 | Ciracas
GD44 | 743.13.BF | EGA | PB | 2013 | Ciracas
PM154 | PM 154 | EGA | LBS-1 |  | Lenteng Agung
PL237 | CI-2018-W32-7-0005 | SCHNEIDER | LBS | 2018 | Pondok Kopi
PL237 | CI-2018-W09-2-0018 | SCHNEIDER | LBS | 2018 | Pondok Kopi
PL236 | 1822.16.213 | EGA | LBS | 2016 | Pondok Kopi
DT114 | 173005052683-0351 | SIEMENS | PB-1 |  | Lenteng Agung
PDR9 | 0113.17.214 | EGA | PB | 2017 | Pondok Gede
MK447 | 1701896 | EGA | PB |  | Bandengan
MD112 | 0235.17.214 | EGA | LBS | 2017 | Marunda
JR210 | 1097.16.216 | EGA | PB | 2017 | Pondok Gede
PDR11 | T-73005052683-022 | SIEMENS | LBS MOTORIZE | 2017 | Pondok Gede
KG54 | 0204.17.216 | EGA | PGC | 2017 | Marunda
D371 | 0517-17.212 | EGA | PMT | 2017 | Menteng
TP15N | TP15N-PGC | EGA | PB 1 |  | Cempaka Putih
B108 | NO SERI 1798.16.213 | EGA | LBS MOTORIZED | 2016 | Bandengan
B108 | B 108-02 | SCHNEIDER SM6 | LBS MANUAL |  | Bandengan
MB56 | MB 56-02 | SCHNEIDER SM-6 | LBS MANUAL | 2016 | Bandengan
MK370 | MK 370-01 | EGA | LBS MOTORIZED | 2016 | Bandengan
B18B | B 18B-01 | EGA | LBS MOTORIZED | 2016 | Bandengan
B18B | B 18B-02 | EGA | LBS MANUAL | 2016 | Bandengan
B18B | B 18B-03 | SCHNEIDER SM-6 | PB | 2016 | Bandengan
B68D | B 68D-01 | SCHNEIDER SM-6 | CBO RC | 2017 | Bandengan
B68D | B 68D-03 | EGA | PB | 2017 | Bandengan
MK383 | MK 383-01 | SCHNEIDER SM-6 | CBO RC |  | Bandengan
PL238 | T73005052683-0231 | SIEMENS | PB | 2017 | Pondok Kopi
PL243 | T73005052683-0343 | SIEMENS | LBS | 2017 | Pondok Kopi
KDR297 | CI-2017-W05-3-0016 | SCHNEIDER | LBS | 2017 | Cengkareng
KM112 | 1049.17.212 | EGA | LBS | 2017 | Jatinegara
KM114 | 10588.16.213 | EGA | CBOM | 2016 | Jatinegara
CB4 | CI.2017.W24.4.0032 | SCHNEIDER SM6 | LBS |  | Ciracas
K12N | CI-2017-W22-4-0011 | SCHNEIDER | CBO PENYULANG | 2017 | Jatinegara
JR221 | 1418.17.212 | EGA | LBS | 2017 | Pondok Gede
E20B | E20B-135817212 | EGA | LBS | 2017 | Kramat Jati
BK235 | - | ORMAZABAL | LBS |  | Marunda
GD275P | T73005442541-0057 | SIEMENS | PB | 2017 | Ciracas
T425 | 7896923EN-CI-2017-W46-2-0 | SCHNEIDER | LBS MOTORIZE | 2018 | Menteng
GD185 | T73005442624-0050 | SIEMENS | LBS |  | Ciracas
GD185 | T73005442624-0111 | SIEMENS | PB |  | Ciracas
KM80 | CI-2017-W30-4-0044 | SCHNEIDER | LBS | 2017 | Jatinegara
GD139 | T73005442624-0029 | SIEMENS | LBS | 2017 | Ciracas
GD139 | T73005442541-0037 | SIEMENS | LBS | 2017 | Ciracas
GD139 | T73005442541-0027 | SIEMENS | PB | 2017 | Ciracas
AB288 | AB288_KOPEL A-B | SCHNEIDER | LBS |  | Bandengan
AB289 | AB289_KOPEL B | SCHNEIDER | LBS |  | Bandengan
TD128 | 3142172131.2018.1.0019 | EGA | LBS | 2018 | Ciputat
TD312 | - | KIT 27.2 | LBS |  | Ciputat
PL256 | 0375.15.213 | EGA | LBS | 2015 | Pondok Kopi
PL253 | 1700.17.214 | EGA | PB | 2017 | Pondok Kopi
K164 | CI-2018-W12-2--0051 | SCHNEIDER | PB | 2018 | Jatinegara
K164 | CI-2018-W13-3--0021 | SCHNEIDER | LBS MANUAL | 2018 | Jatinegara
KM54 | SM0704296 | MG SM6 | CBO | 2007 | Jatinegara
KD51 | Cl-2018-W32-5-010 | SCHNEIDER | PB | 2018 | Pondok Kopi
E355 | E355-W0450005 | SCHNEIDER | PB | 2018 | Kramat Jati
TA162P | 2019CSF61102 | ORMAZABAL | PB | 2019 | Cengkareng
TA144P | SM0943050Cl | SCHENEIDER | PMT |  | Cengkareng
A124 | A 124-01 | ABB UNISWITCH | LBS |  | Bandengan
BK183 | - | SCHNEIDER SM6 | PB II |  | Marunda
KJ363 | 0039.15.212 | EGA | LBS MANUAL | 2015 | Kebon Jeruk
KN220 | 257.1521 | EGA | PB | 2015 | Menteng
BT325 | 0293-15-211 | EGA | PB | 2015 | Bintaro
KD45 | 21501/100/08/02/E6 | GAE | PB | 2008 | Pondok Kopi
KD46 | 290 | KIT 27,2 | PB | 2005 | Pondok Kopi
PL10 | .... | ABB LAMA | LBS |  | Pondok Kopi
PL10 | ... | ABB LAMA | LBS |  | Pondok Kopi
PL10 | ... | ABB LAMA | PB |  | Pondok Kopi
PL13 | CI-2017-W17-3-0019 | SCHNEIDER | LBS | 2017 | Pondok Kopi
PL14 | 502488616/2001-013 | ABB safeplus | LBS | 2019 | Pondok Kopi
PL14 | 5024888616/3001-013 | ABB safeplus | PB | 2019 | Pondok Kopi
PL16 | 14674 | UNINDO | LBS | 2011 | Pondok Kopi
PL16 | 14647 | UNINDO | LBS | 2011 | Pondok Kopi
PL16 | 1916 | UNINDO | PB | 2011 | Pondok Kopi
PL53 | 1859 | UNINDO | LBS | 2002 | Pondok Kopi
PL53 | 1860 | UNINDO | LBS | 2002 | Pondok Kopi
PL46 | 500411660/4001 - 10 | ABB | LBS | 2011 | Pondok Kopi
PL46 | 500411660/3011 - 13 | ABB | LBS | 2011 | Pondok Kopi
PL46 | 500411660/3021 - 02 | ABB | PB | 2011 | Pondok Kopi
BK141 | 0352.13.214 | EGA | PB1 | 2018 | Marunda
BK100 | 0297.18.214 | EGA | PB2 | 2018 | Marunda
BK141 | W22-0-004 | SCHNEIDER SM6 | LBS | 2018 | Marunda
BK141 | W22-1-0030 | SCHNEIDER SM6 | LBS | 2018 | Marunda
PL105 | 2888.172.13 | EGA | LBS | 2017 | Pondok Kopi
PL105 | 0267.18.214 | EGA | PB | 2018 | Pondok Kopi
RB5 | 0225.18.214 | EGA | PB | 2018 | Cengkareng
PG308 | 1228.17.214 | EGA | PB | 2017 | Pondok Kopi
PL23 | CI-2016-W22-2-0026 | SCHNEIDER | LBS | 2016 | Pondok Kopi
PL23 | CI-2016-W35-1-0054 | SCHNEIDER | PB | 2016 | Pondok Kopi
DTK | 0361.18.214 | EGA | PB | 2018 | Pondok Kopi
PL11 | 2018CSF63102 | AEP | LBS | 2018 | Pondok Kopi
PL11 | 2018CSF63101 | AEP | LBS | 2018 | Pondok Kopi
PL11 | 2018CSF61059 | AEP | PB | 2018 | Pondok Kopi
PL22 | ... | EGA | LBS |  | Pondok Kopi
PL22 | .... | EGA | LBS |  | Pondok Kopi
PG308 | 0853.17.216 | EGA | CBOG | 2017 | Pondok Kopi
PL95 | 2720.13.BL | EGA | LBS | 2013 | Pondok Kopi
PL95 | 0434.15.212 | EGA | PB | 2015 | Pondok Kopi
PL55 | 0222.15.214 | EGA | PBTRAFO1 | 2015 | Pondok Kopi
PL6 | 502488616/1001-009 | Abb | LBS | 2019 | Pondok Kopi
GH0108 | - | GAE | LBS |  | Jatinegara
GH0108 | - | GAE | LBS |  | Jatinegara
GH0108 | - | GAE | LBS |  | Jatinegara
S91 | 315517213 | EGA | LBS |  | Menteng
PIK47 | PIK47-PT | SCHNEIDER | PT |  | Bandengan
BC359 | 0330.18.214 | EGA | PB | 2018 | Cengkareng
BC193 | 0312.18.212 | EGA | LBS | 2018 | Cengkareng
CSBB | 0880.17.212 | EGA | LBS | 2017 | Pondok Kopi
CSBB | 1011.17.214 | EGA | PB | 2017 | Pondok Kopi
PB55 | 1606161 | EGA | LBS | 2016 | Pondok Kopi
PG159N | 1607055 | EGA | LBS | 2016 | Pondok Kopi
E149S | 0241.15.214 | EGA | PB TRAFO | 2015 | Pondok Kopi
CNK21 | 1505-16-213 | EGA | LBS MOTORISE | 2016 | Ciputat
CNK22 | 1499-6-213 | EGA | LBS MOTORISE | 2016 | Ciputat
D369 | 0 | EGA | PMT | 2017 | Menteng
GD116 | 85.12.BF | EGA | PB | 2012 | Ciracas
GD116 | CI.2017.W32.3.0019 | SCHNEIDER SM6 | LBS | 2017 | Ciracas
DT114 | 295 | SIEMENS | LBS-1 |  | Lenteng Agung
DT80 | DT 80 | SCHNEIDER | KOPEL |  | Lenteng Agung
MD39 | - | EGA | LBS |  | Marunda
GD37 | 0025.21.234 | EGA | LBS | 2021 | Ciracas
D367 | 0275.17.212 | EGA | PB | 2017 | Menteng
CKG198 | 1277.21.213 | EGA | LBS | 2021 | Cengkareng
BN40 | 0 | SCHNEIDER | CBOM |  | Menteng
KP32 | 0157.15.212 | EGA | LBS | 2017 | Marunda
BK24B | 0610.17.212 | EGA | LBS | 2017 | Marunda
BK24B | 0610.17.212 | EGA | LBS | 2017 | Marunda
PK67 | - | EGA | LBS | 2016 | Marunda
PK67 | - | EGA | PB1 | 2016 | Marunda
PK67 | - | EGA | PB2 | 2016 | Marunda
K50N | T73005442624-0082 | SIEMENS | LBS | 2017 | Jatinegara
KM93 | 0020.15.211 | EGA | PB | 2015 | Jatinegara
KM93 | 0105.15.209 | EGA | LBS | 2015 | Jatinegara
KM93 | 0634.15.209 | EGA | LBS | 2015 | Jatinegara
K19A | 0251.17.214 | EGA | PB | 2017 | Jatinegara
K19A | 0242.17.213 | EGA | LBS | 2017 | Jatinegara
JS242 | 1461.16.213 | EGA | LBS MOTORIZE | 2016 | Pondok Gede
BN43 | 1762.16.216 | EGA | PMT | 2017 | Menteng
K301 | K301 | SCHNEIDER | PMT |  | Menteng
GH0172 | 3170.17.213 | EGA | LBS MOT | 2017 | Cengkareng
D364 | CI-2016-W34-4-0031 | SCHNEIDER | PMT | 2016 | Menteng
D364 | CI-2016-W33-1-0002 | SCHNEIDER | PMT | 2016 | Menteng
PIK30 | PIK 30-01 | EGA | LBS | 2015 | Bandengan
PIK30 | PIK 30-02 | EGA | LBS | 2015 | Bandengan
KG444 | CL.2015.W48.1.0034 | SCHNEIDER | LBS | 2015 | Tanjung Priok
CP479 | C1.2015.W22.2.0011 | SCHENEIDER | PB | 2015 | Ciputat
KDR232 | 1777 | FLUOKIT M | PB1 | 2010 | Cengkareng
MP154 | MP154 | EGA | LBS |  | Bulungan
GD390 | 0121.15.209 | EGA | LBS | 2015 | Ciracas
GD390 | 0075.15.211 | EGA | PB | 2015 | Ciracas
KDR241 | - | ABB | LBS |  | Cengkareng
TP113 | 0503.15.209 | EGA | PMT KONVENS | 2015 | Cempaka Putih
CP191 | - | EGA | LBS |  | Ciputat
CP191 | - | SCHNEIDER | PGC |  | Ciputat
RG187 | RG187 | EGA | LBS-1 |  | Lenteng Agung
RG187 | RG187 | SCHENEIDER | PB-1 |  | Lenteng Agung
GH0104 |  | SIEMENS | LBS |  | Marunda
JR32 | CV 06-5145/029 | SIEMENS | LBS | 1993 | Pondok Gede
BDU16 | BDU 16-CI-2014-W35-3-0012 | SCHNEIDER | LBS 1 MOTORIZE | 2015 | Bandengan
KJ370 | C1-2015.W36.6.0015 | SCHNEIDER | LBS MANUAL | 2015 | Kebon Jeruk
CP227 | - | SCHNEIDER | PB |  | Ciputat
KJ372 | C1-2015-W33-3-0018 | SCHNEIDER | PB TRAFO | 2015 | Kebon Jeruk
KJ372 | C1-2015-W34-6-0027 | SCHNEIDER | LBS MOTORIZED | 2015 | Kebon Jeruk
GD307 | CI.2018.W08.5.0008 | SCHNEIDER SM6 | LBS | 2018 | Ciracas
GD307 | - | SCHNEIDER SM6 | LBS |  | Ciracas
CN108 | 0391.15.212 | EGA | LBS | 2015 | Ciputat
CN108 | C1.2015.W38.3.0038 | SCHENEIDER | CBOM/CBOG | 2015 | Ciputat
S81 | S 81 | GAE | PMT |  | Menteng
GD220 | CV.735500-000110/003 | SIEMENS | LBS |  | Ciracas
GD220 | CV.735500-000110/009 | SIEMENS | LBS |  | Ciracas
GD321P | SB.2010.W45-5-0066 | SCHENEIDER | PB |  | Ciracas
GD321P | SB.2010-W43-5-0049 | SCHENEIDER | LBS |  | Ciracas
KN207 | 131652 | SCHNEIDER | CBOM | 2014 | Menteng
A155 | A 155-03 | EGA | PB | 2017 | Bandengan
DB67 | CI 2018 W40-2-0007 | SCHNEIDER | LBS |  | Bandengan
DB67 | CI2018 W28-1-0001 | SCHNEIDER | LBS |  | Bandengan
DB67 | CI2019 W02-1-0028 | SCHNEIDER | CBO |  | Bandengan
BK232 | 0165.17.216 | EGA | PGC | 2017 | Marunda
PM354 | 0247-14-209 | EGA MR | LBS-2 | 2014 | Lenteng Agung
T384 | W48-6-0044 | SCHNEIDER | LBS MOTORIZE | 2014 | Menteng
MB98 | MB 98-CL2015-W11-3-0018 | SCHNEIDER | LBS 1 | 2015 | Bandengan
MB98 | MB 98-CL2014-W46-3-0041 | SCHNEIDER | LBS 2 | 2015 | Bandengan
GNS17 | GNS 17-CI-2015-W11-3-0007 | SCHNEIDER | CBOM | 2015 | Bandengan
CP475 | C1.2015-W19-7-0015 | SCHENEIDER | LBS | 2015 | Ciputat
SD234 | CI-2014-W27-4-0028 | SCHNEIDER | LBS | 2014 | Tanjung Priok
SD234 | CI-2014-W26-5-0017 | SCHNEIDER | PB TRAFO | 2014 | Tanjung Priok
CN103 | C1.2014.W11.3.0016 | SCHENEIDER | LBS | 2014 | Ciputat
JR139 | C1-2014-W25-3-0021 | SCHNEIDER SM6 | LBS | 2014 | Pondok Gede
K66G | CI-2015-W22-3-049 | Schneider | LBS Motorize | 2015 | Jatinegara
KPK40G | KPK 40G-0801.15.209 | EGA | LBS 2 | 2015 | Bandengan
JS228 | 0378.15.213 | EGA | LBS MOTORIZE | 2015 | Pondok Gede
MD108 | CI-2014-W26-2-0012 | SCHNEIDER SM6 | PB TRAFO | 2014 | Marunda
GD59 | 0431.15.213 | EGA | LBS |  | Ciracas
RG184 | C1-2015-W23-5-0041 | SCHNEIDER | PB-1 |  | Lenteng Agung
KB594 | C1-2015-W30-5-0009 | SCHNEIDER | LBS MOTORIZE | 2015 | Bulungan
MD38 | 742 | FLUOKIT M | B1 |  | Marunda
GD224 | 0437.15.213 | EGA | LBS | 2015 | Ciracas
CGR37 | C1-2015-W36-1-0050 | SCHNEIDER | LBS-1 |  | Lenteng Agung
TA174P | CI-2019-W21-2-0024 | SCHINEIDER | PB | 2019 | Cengkareng
K202 | C1-2015-W33-3-0031 | SCHNEIDER | CBOG | 2015 | Jatinegara
CK193 |  | GAE GLS | LBS |  | Marunda
BK193 | 28 | SCHNEIDER SM6 | LBS | 2015 | Marunda
CB127 | CI.2015.W23.2.0033 | SCHNEIDER SM6 | LBS |  | Ciracas
A282 | A 282- 0681-15-299 | EGA | LBS 1 | 2015 | Bandengan
E411 | E411_1504850 | EGA | PB TRAFO | 2015 | Kramat Jati
BK202 | - | SCHNEIDER SM6 | LBS |  | Marunda
BK201 | 45 | SCHNEIDER SM6 | LBS | 2015 | Marunda
KB241 | 442.12.BL | EGA | LBS MOTORIZE |  | Bulungan
CB62 | SM.0947003 CI | SCHENEIDER SM6 | LBS |  | Ciracas
GD204P | 3576.13.BL | EGA | LBS |  | Ciracas
TT20 | - | FLOUKIT M | LBS |  | Menteng
E407 | E407_13.11338 | EGA | PB TRAFO | 2014 | Kramat Jati
JR90P | R0416326SF | MERLIN GERIN | PB |  | Ciracas
KDR203 | 0077-15-211 | EGA | PB | 2015 | Cengkareng
JR108 | 3187 | FLUOKIT M | PB |  | Ciracas
CK43 | 5576 | FLUOKIT M | PT | 1996 | Marunda
BT316 | 0077-15-209 | EGA | LBS |  | Bintaro
T388P | T 388P | EGA | PMT |  | Menteng
T388P | T 388P | EGA | PB |  | Menteng
KJ392 | 0435.16.214 | EGA | PB TRAFO | 2016 | Kebon Jeruk
PL268 | 1815.17.234 | EGA | CBOM | 2017 | Pondok Kopi
BT363 | 0501.17.212 | EGA | LBS | 2017 | Bintaro
CKG166 | T73005032314-0004 | SIEMENS | LBS | 2017 | Cengkareng
CL31 | 0463.16.214 | EGA | LBS | 2016 | Marunda
CL31 | 0481.16.214 | EGA | PB 1 | 2016 | Marunda
CL31 | 0883.16.216 | EGA | PGC | 2016 | Marunda
P99 | 144-7.213 | EGA | PMT | 2017 | Menteng
KN237 | 166416213 | EGA | PMT | 2017 | Menteng
D370 | 0574-17-212 | EGA | PMT | 2017 | Menteng
PM139T | 173005442624-0118 | SIEMENS | LBS-1 | 2017 | Lenteng Agung
E206A | T73005052683-0236 | SIEMENS | LBS | 2017 | Jatinegara
K247N | K247 | FLOUKIT M | PMT |  | Menteng
K247N | K247 | FLOUKIT M | PMT |  | Menteng
K247N | K247 | FLOUKIT M | PT |  | Menteng
K247N | K247 | FLOUKIT M | PGDB |  | Menteng
PM18B | PM18B_CI-2017-W22-4-0006 | SCHNEIDER | CBO | 2017 | Jatinegara
B91G | B 91G-02 | EGA | LBS MANUAL | 2017 | Bandengan
B91G | B 91G-03 | EGA | PB | 2017 | Bandengan
D371 | 0852-17.214 | EGA | PB | 2017 | Menteng
K66N | T73005031314-0013 | SIEMENS | LBS MOTORIZED | 2017 | Jatinegara
CP47A | 0651.17.214 | EGA | PB | 2017 | Ciputat
CP217 | 0175.17.213 | EGA | LBS | 2017 | Ciputat
CB4 | CI.2017.W07.3.0033 | SCHNEIDER SM6 | LBS |  | Ciracas
GD241P | CI.2019.W21.4.0071 | SCHNEIDER SM6 | PB |  | Ciracas
PM165A | PM 165A | SCHNEIDER | LBS-2 |  | Lenteng Agung
BK235 | - | ORMAZABAL | LBS |  | Marunda
BK223 | - | EGA | PB |  | Marunda
AB122 | AB 122-01 | EGA | LBS MOTORIZE | 2017 | Bandengan
AB122 | AB 122-02 | EGA | LBS MANUAL | 2017 | Bandengan
AB122 | AB 122-03 | EGA | PB | 2017 | Bandengan
B284 | B 284-01 | SCHNEIDER SM6 | LBS MOTORIZE | 2017 | Bandengan
B284 | B 284-03 | EGA | CBOM | 2017 | Bandengan
B27 | B 27-01 | EGA | LBS MOTORIZE | 2017 | Bandengan
B27 | B 27-02 | EGA | LBS MANUAL | 2017 | Bandengan
B27 | B 27-03 | EGA | PB | 2017 | Bandengan
PL256 | 2481.17.213 | EGA | LBS | 2017 | Pondok Kopi
PM19C | CI-2018-W12-4--0014 | SCHNEIDER | PB TRAFO | 2018 | Jatinegara
KM54 | SM0704290 | MG SM6 | LBS MANUAL | 2007 | Jatinegara
KM54 | SM0704295 | MG SM6 | CBO | 2007 | Jatinegara
KD53S | 3527.17.213 | EGA | LBS | 2017 | Pondok Kopi
KD147 | Cl - 2018 - W29 -1 -0003 | SCHNEIDER | PB | 2018 | Pondok Kopi
CB136 | 0633.17.214 | EGA | PB |  | Ciracas
CB52 | T73005442627.0068 | SIEMENS | LBS |  | Ciracas
CB52 | T73005442627.0027 | SIEMENS | PGC |  | Ciracas
E1N | E1N-W3540042 | SCHNEIDER | LBS (MOTORIZE) | 2018 | Kramat Jati
CB14 | CI.2017.W38.2.0008 | SCHNEIDER SM6 | LBS |  | Ciracas
T430 | 10.5542 | EGA | PMT | 2018 | Menteng
T430 | 10.6875 | EGA | PMT | 2018 | Menteng
T430 | 10.8795 | EGA | PB | 2018 | Menteng
JGK27 | C1-2017-W28.6.0015/2017 | SCHNEIDER MR | LBS-2 |  | Lenteng Agung
CP392 | 1184 | UNINDO FLUOKIT M24 | LBS | 2017 | Ciputat
CP392 | 176087 | UNINDO FLUOKIT M24 | PB | 2017 | Ciputat
TD279 | 2017CSF63192 | ORMAZABAL | LBS | 2017 | Ciputat
TD301 | 2018CSF63010 | ORMAZABAL | LBS | 2018 | Ciputat
E368 | E368_PB | SCHNEIDER | PB | 2016 | Kramat Jati
BC314 | 2077 | FLUOKIT M | PB2 | 2002 | Cengkareng
CP485 | CL.2016-W06-3-0009 | SCHNEIDER (MTRS) | LBS (MOTORISE) | 2016 | Ciputat
CP485 | CL.2016-W06-3-0009 | SCHNEIDER (MTRS) | LBS (MOTORISE) | 2016 | Ciputat
CP485 | CL.2016-W05-3-0007 | schneider | PB | 2016 | Ciputat
MK159 | 363.1721 | EGA | PB2 | 2017 | Cengkareng
B66A | B66A-05 | SCHNEIDER SM6 | PB3 |  | Bandengan
AB62 | AB 62-02 | EGA | LBS MOTORIZE | 2017 | Bandengan
AB62 | AB 62-03 | EGA | PB | 2017 | Bandengan
AB39B | AB 39B-02 | EGA | LBS MOTORIZE | 2017 | Bandengan
MK306 | MK 306-02 | SCHNEIDER SM6 | LBS MOTORIZE | 2017 | Bandengan
BK237 | - | SCH SM6 | LBS |  | Marunda
PM275P | PM275P | SCHENEIDER | LBS-1 |  | Lenteng Agung
PM275P | PM275P | SCHENEIDER | LBS-2 |  | Lenteng Agung
RG16N | 1.730.050.653.340.160 | SIEMEN | PB-1 | 2017 | Lenteng Agung
MK146 | MK 146-01 | EGA | LBS MOTORIZE | 2017 | Bandengan
MK146 | MK 146-02 | EGA | LBS MOTORIZE | 2017 | Bandengan
MK146 | MK 146-03 | EGA | PB | 2017 | Bandengan
MK146 | MK 146-04 | EGA | CBOM | 2017 | Bandengan
A110 | A 110-04 | SCHNEIDER SM6 | LBS |  | Bandengan
BK216 | - | SCH SM6 | LBS |  | Marunda
BK216 | - | EGA | PB |  | Marunda
AB91 | AB 91-01 | EGA | LBS MOTORIZE | 2017 | Bandengan
AB91 | AB 91-02 | EGA | LBS MOTORIZE | 2017 | Bandengan
B182 | B 182-05 | SCHNEIDER SM6 | PB 3 | 2017 | Bandengan
MK423 | MK 423-01 | SCHNEIDER SM6 | LBS MANUAL | 2017 | Bandengan
MK423 | MK 423-02 | SCHNEIDER SM6 | CBO RC | 2017 | Bandengan
MK423 | MK 423-03 | CONTACT PLASMA | PB | 1998 | Bandengan
B261 | B 261-01 | SCHNEIDER SM6 | LBS MANUAL | 2017 | Bandengan
B261 | B 261-02 | SCHNEIDER SM6 | CBO RC | 2017 | Bandengan
B49BIS | CI-2017.W03.3.0032 | SCHNEIDER SM6 | PB 2 |  | Bandengan
T408 | T408 | SCHNEIDER | PMT |  | Menteng
T408 | T408 | SCHNEIDER | PGC |  | Menteng
GD413 | CI.2017.W38.5.0039 | SCHNEIDER SM6 | LBS | 2017 | Ciracas
BC315 | W40-3-0028 | SCHNEIDER | PB | 2017 | Cengkareng
TG274 | C1-2017-W52-3-0020 | SCHINEIDER | LBS | 2017 | Cengkareng
JW79 | 0134.17.214 | EGA | PB | 2017 | Pondok Gede
GD57B | CI.2018.W45.3.0021 | SCHNEIDER SM6 | LBS |  | Ciracas
GD410 | CI.2016.W50.3.0029 | SCHNEIDER SM6 | LBS |  | Ciracas
CK86 | 0309.17.213 | EGA | LBS | 2017 | Marunda
CK86 | 0435.17.216 | EGA | PGC | 2017 | Marunda
KIOS908 | - | SCHNEIDER | LBS | 2017 | Marunda
JR88 | T.73005052683-0387 | SIEMENS | PB |  | Ciracas
CB34 | CV.06.5147/024 | SIEMENS | PB |  | Ciracas
CB57 | CV.06.5143/001 | SIEMENS | PB |  | Ciracas
CB57 | CV.06.5143/001 | SIEMENS | LBS |  | Ciracas
CB57 | CV.06.5143/001 | SIEMENS | LBS |  | Ciracas
DT116 | 0174.17.212 | EGA | LBS-2 |  | Lenteng Agung
DT116 | 05403.17.214 | EGA | PB-1 |  | Lenteng Agung
PB58 | T730050052683-0247 | SIEMENS | LBS | 2017 | Pondok Kopi
PB58 | T7.005052683-0114 | SIEMENS | PB | 2017 | Pondok Kopi
CGR50 | 1238-17-214 | EGA | PB-1 | 2017 | Lenteng Agung
CGR51 | CGR51 | EGA | LBS-1 |  | Lenteng Agung
KN240 | 32546521 | EGA | PMT |  | Menteng
TB28 | CI-2017-W22-2-0033 | SCHNEIDER | CBO | 2017 | Jatinegara
TB54 | TB54_12.903 | ABB UNISWITCH | LBS | 2012 | Jatinegara
TB54 | TB54_12.1198 | ABB UNISWITCH | LBS | 2012 | Jatinegara
TB54 | TB54_12.1263 | ABB UNISWITCH | PB TRAFO | 2012 | Jatinegara
A116P | A 116-02 | SCHNEIDER SM6 | LBS MANUAL | 2015 | Bandengan
A116P | A 116-03 | SCHNEIDER SM6 | PB | 2015 | Bandengan
AB259 | AB 259-03 | ABB UNISWITCH SDC | PB | 2015 | Bandengan
A27A | A 27A-02 | EGA | LBS MANUAL |  | Bandengan
MK494 | MK 494-01 | EGA | LBS MOTORIZE | 2017 | Bandengan
BT323 | C1-2018 | SCHNEIDER | PB | 2018 | Bintaro
TD194 | T730005555599-0022 | SIEMENS | LBS | 2018 | Ciputat
CP383 | 501670294/1001-019 | ABB SAFEPLUS | LBS | 2016 | Ciputat
RG46 | RG 46 | ORMAZABAL | PB-1 |  | Lenteng Agung
RG46 | RG 46 | ORMAZABAL | LBS-1 |  | Lenteng Agung
KD14 | ... | SCHNEIDER SM6 | LBS |  | Pondok Kopi
KD1 | 0098.17.213 | EGA | LBS | 2017 | Pondok Kopi
KD1 | W40-3-0091 | SCHNEIDER | LBS | 2017 | Pondok Kopi
KD1 | W05-1- 0009 | SCHNEIDER | PB | 2018 | Pondok Kopi
PB26 | 2938.17.213 | EGA | LBS | 2017 | Pondok Kopi
TG274 | C1-2017-W36-2-0034 | SCHINEIDER | PB | 2017 | Cengkareng
K295 | W48.40033 | SCHNEIDER | PMT | 2015 | Menteng
KN215 | CI-2014-W13-3-0001 | SCHNEIDER | PLMT | 2014 | Menteng
KN215 | CI-2013-W36-1-0028 | SCHNEIDER | PMT | 2014 | Menteng
CB109P | 1405.13.BF | EGA | PB | 2013 | Ciracas
CB109P | 0700.14.209 | EGA | LBS | 2014 | Ciracas
CB109P | 2914.13.BL | EGA | LBS | 2013 | Ciracas
T262 | T262 | SCHNEIDER | PGC |  | Menteng
KG439 | 0757.15.209 | EGA | LBS MOTORIZE | 2015 | Tanjung Priok
TD114 | 0 | SCHNEIDER | LBS MOTORIZE |  | Bulungan
CKG141 | 0222-15-209 | EGA | LBS | 2015 | Cengkareng
S147 | CI-2015-W23-3-0044 | SCHNEIDER | PMT | 2015 | Menteng
P98 | 2150188 | SCHNEIDER | PMT | 2012 | Menteng
CB126P | 0186.15.211 | EGA | LBS |  | Ciracas
BT316 | 0089-15-209 | EGA | LBS |  | Bintaro
RG186 | C1-2015-W234-4-0030 | SCHENEIDER | LBS-2 |  | Lenteng Agung
BK201 | 19 | SCHNEIDER SM6 | PB | 2015 | Marunda
GNS19 | GNS 19-C1-2015-W33-4-0037 | SCHNEIDER | CBO | 2015 | Bandengan
JR161 | 0381.15.211 | EGA | PB | 2015 | Pondok Gede
JS140P | CI-2021-37-4-1402 | SCHNEIDER RM 6 | PB | 2021 | Pondok Gede
KJ370 | C1-2015.W41.2.0031 | SCHNEIDER | LBS MOTORIZED | 2015 | Kebon Jeruk
KJ370 | C1-2015.W39.5.0030 | SCHNEIDER | CBOM | 2015 | Kebon Jeruk
RG188 | 0423-15-211 TH15 | EGA | PB-1 |  | Lenteng Agung
MK491P | MK 491P-02 | SCHNEIDER | LBS 2 | 2015 | Bandengan
MK491P | MK 491P-03 | SCHNEIDER | PB | 2015 | Bandengan
DB107P | DB 107P-01 | SCHNEIDER | LBS 1 | 2015 | Bandengan
KCP5 | 0411.15.209 | EGA | LBS | 2015 | Cempaka Putih
KCP5 | 0270.15.211 | EGA | PB | 2015 | Cempaka Putih
T392P | 2019CSF63069 | ORMAZABAL | LBS MOT FULLY | 2019 | Menteng
KN214 | W42-2-0023 | SCHNEIDER | CBOM | 2014 | Menteng
PL201 | 16.15.211 | EGA | PB | 2015 | Pondok Kopi
PL200 | 96.15.209 | EGA | LBS | 2015 | Pondok Kopi
PL202 | 0100.15.209 | EGA | LBS | 2015 | Pondok Kopi
KDR215 | C1-2015-W11-1-0009 | SCHNEIDER | LBS MOT | 2015 | Cengkareng
MK421 | MK 421-02 | SCHNEIDER | LBS | 2017 | Bandengan
AB11C | AB 11C-02 | SCHNEIDER | LBS MANUAL | 2017 | Bandengan
AB11C | AB 11C-03 | SCHNEIDER | PB | 2017 | Bandengan
MK290 | MK 290-01 | SCHNEIDER SM-6 | LBS MOTORIZED | 2017 | Bandengan
MK290 | MK 290-02 | SCHNEIDER SM-6 | LBS MANUAL | 2017 | Bandengan
MK409 | MK 409-02 | SCHNEIDER SM-6 | LBS MANUAL | 2017 | Bandengan
D371 | 0869-16-216 | EGA | CBOM | 2017 | Menteng
TP15N | TP15N-PB | EGA | PB 2 |  | Cempaka Putih
CSL6 | 0566.17.214 | EGA | PB | 2017 | Ciracas
DT61 | DT61 | EGA | LBS-1 |  | Lenteng Agung
CB39 | CI.2017.W02.3.0037 | SCHNEIDER SM6 | LBS |  | Ciracas
KB600 | 0 | SCHNEIDER | LBS MOTORIZE |  | Bulungan
KB600 | 0 | SCHNEIDER | CBO MOTORIZE |  | Bulungan
KJ388 | C1-2016-W.48-1-0027 | SCHENEIDER | PB TRAFO | 2016 | Kebon Jeruk
CL22 | 500294214/20011.07 | ABB SAFEPLUS | LBS | 2010 | Marunda
PK261 | 500307030/3011.01 | ABB SAFEPLUS | PGDB | 2010 | Marunda
CK228 | CI-2015-W45-2-0014 | SCHNEIDER SM6 | LBS | 2015 | Marunda
CK228 | CI-2016-W02-5-0009 | SCHNEIDER SM6 | LBS | 2016 | Marunda
CK228 | 0383.15.214 | EGA | PB TRAFO | 2015 | Marunda
PK138 | CI-2015-W48-1-0034 | SCHNEIDER SM6 | PB 1 | 2015 | Marunda
PK138 | CI-2015-W48-1-0051 | SCHNEIDER SM6 | PB 2 | 2015 | Marunda
PK138 | 731 | FLOUKIT M-24 | PB 3 |  | Marunda
CK1 | - | FLOUKIT M-24 | LBS |  | Marunda
CK1 | 476 | FLOUKIT M-24 | PB 1 |  | Marunda
PK95 | 0023.16.213 | EGA | LBS | 2016 | Marunda
PK264 | CI-2014-W49-2-0030 | SCHNEIDER SM6 | PGC | 2014 | Marunda
CK15E | 178 | EGA | PB 2 | 2015 | Marunda
PK166 | - | SCHNEIDER SM6 | LBS |  | Marunda
PK166 | - | SCHNEIDER SM6 | PB 1 |  | Marunda
PK166 | - | SCHNEIDER SM6 | PB 2 |  | Marunda
CL29 | 0056.15.214 | EGA | PB TRAFO | 2015 | Marunda
KG437 | 0754.15.209 | EGA | LBS MOTORIZE | 2015 | Tanjung Priok
GD223 | 0158.15.211 | EGA | LBS | 2015 | Ciracas
PP99 | 0 | FLUOKIT M | PB |  | Bulungan
CD347 | 0511-15-209 | EGA | LBS | 2015 | Bintaro
PG6B | PG6B | SCHNEIDER | CBOM | 2019 | Cempaka Putih
K292P | 023-15-P211 | EGA | PB | 2015 | Menteng
AB280 | AB 280-CI-2015-W16-1-0018 | SCHNEIDER | LBS 2 | 2015 | Bandengan
KJ360 | 26715211 | EGA | PB | 2015 | Kebon Jeruk
CB75P | SB.2010-W44-5-0088 | SCHENEIDER RM6 | PB | 2010 | Ciracas
CB75P | SB.2010-W44-2-0052 | SCHENEIDER RM6 | LBS | 2010 | Ciracas
CD352 | 0343-15-211 | EGA | PB | 2015 | Bintaro
RM81P | 0579-15-209 | EGA | PMT | 2015 | Cempaka Putih
KDR227 | 0677-15-209 | EGA | LBS | 2015 | Cengkareng
MK487P | MK 487P-0835.15.209 | EGA | LBS 2 | 2015 | Bandengan
MK487P | MK 487P-0412.15.211 | EGA | PB | 2015 | Bandengan
MK488P | MK 488P-0745.15.209 | EGA | LBS 2 | 2015 | Bandengan
KDR297 | 1010.17.214/2017 | EGA | PB2 | 2017 | Cengkareng
KM112 | 0541.17.214 | EGA | PB | 2017 | Jatinegara
E434 | CI-2017-W44-2-0040 E434 | SCHNEIDER | LBS (MOTORIZE) | 2017 | Kramat Jati
E434 | CI-2017-W40-3-0090 E434 | SCHNEIDER | LBS (MOTORIZE) | 2017 | Kramat Jati
E435 | CI-2017-W37-2-0035 E435 | SCHNEIDER | LBS (MOTORIZE) | 2017 | Kramat Jati
B256 | B 256-01 | ABB UNISWITCH SDC | LBS MANUAL | - | Bandengan
A62 | A 62-01 | SCHNEIDER SM6 | LBS MOTORIZE | 2017 | Bandengan
A62 | A 62-02 | SCHNEIDER SM6 | LBS MANUAL | 2017 | Bandengan
PGL41 | CI-2017-W40-3-0092 | SCHNEIDER | LBS | 2017 | Pondok Kopi
PGL41 | W44-2-0009 | SCHNEIDER | LBS | 2017 | Pondok Kopi
K162 | 0244.16.212 | EGA | LBS | 2016 | Jatinegara
K162 | 048.16.214 | EGA | PB TRAFO | 2016 | Jatinegara
K162 | 0491.16.214 | EGA | PB TRAFO | 2016 | Jatinegara
TB22 | TB22_0252.17.214 | EGA | PB | 2017 | Jatinegara
KJ393 | T73005052683-0220 | SIEMENS | LBS MANUAL | 2016 | Kebon Jeruk
KJ393 | T73005052683-0300 | SIEMENS | PB TRAFO | 2016 | Kebon Jeruk
DT114 | 173005052683-0052 | SIEMENS | LBS-2 |  | Lenteng Agung
PRG2P | CI.2017.W08.2.0001 | SCHNEIDER SM6 | PB |  | Ciracas
KJ397 | 0621.17.214 | EGA | PB | 2016 | Kebon Jeruk
PM19 | SM165109 | SCHNEIDER | LBS | 2012 | Jatinegara
PM19 | CI-2017-W29-1-0034 | SCHNEIDER | LBS MOTORIZE | 2017 | Jatinegara
CSL6 | 0636.17.214 | EGA | PB | 2017 | Ciracas
CKG177 | C1.2017.W29.6.0034 | SCHNEIDER | LBS MOT | 2017 | Cengkareng
SP240 | F&G SP240 | F&G | LBS |  | Kebon Jeruk
SP213 | LBSSP17A | EGA | LBS | 2017 | Kebon Jeruk
SP213 | LBSSP254 | EGA | PB | 2017 | Kebon Jeruk
SP194 | LBSSP120 | MG V6 | LBS |  | Kebon Jeruk
SP192 | SP192PT | FLUOKIT M | B1 |  | Kebon Jeruk
K11N | CI-2017-W40-3-0101 | SCHNEIDER | LBS | 2017 | Jatinegara
E433 | 2531.17.213 e433 | EGA | LBS (MOTORIZE) | 2017 | Kramat Jati
E434 | 1502.17.214 E434 | EGA | PB | 2017 | Kramat Jati
JGK23 | 173005032314-0039 | SIEMENS | PB-1 | 2017 | Lenteng Agung
CKG175 | IDABB419010049 | ABB | LBS | 2018 | Cengkareng
KDR294 | 1320-17-212 | EGA | LBS | 2017 | Cengkareng
KDR294 | 1195-17-214 | EGA | LBS | 2017 | Cengkareng
CGR51 | CGR51 | EGA | LBS-2 |  | Lenteng Agung
E435 | 1393.17.214 E435 | EGA | PB | 2017 | Kramat Jati
JR220 | 1413.17.212 | EGA | LBS | 2017 | Pondok Gede
JR220 | C1-2017-W37-3-0 | SCHNEIDER | LBS MOTORIZE | 2017 | Pondok Gede
JR220 | 1265.17.214 | EGA | PB | 2017 | Pondok Gede
JR221 | 1258.17.214 | EGA | PB | 2017 | Pondok Gede
KN1 | CI-2017-W08-2-0046 | SCHNEIDER | LBS | 2017 | Menteng
KN1 | 2126.17.213 | EGA | LBS Motorized | 2017 | Menteng
KN1 | CI-2017-W44-5-0001 | SCHNEIDER | CBO | 2017 | Menteng
KN1 | CI-2017-W44-4-0056 | SCHNEIDER | CBO | 2017 | Menteng
B223 | B 223-01 | EGA | LBS MANUAL | - | Bandengan
B223 | B 223-02 | EGA | LBS MOTORIZED | - | Bandengan
B223 | B 223-03 | EGA | PB | - | Bandengan
B365 | B 365-01 | SCHNEIDER SM6 | LBS MANUAL | - | Bandengan
B365 | B 365-02 | SCHNEIDER SM6 | LBS MANUAL | - | Bandengan
BDU18 | BDU 18-01 | SCHNEIDER SM6 | LBS MOTORIZE | 2015 | Bandengan
MB80 | MB 80-01 | SCHNEIDER SM-6 | CBO RC | 2017 | Bandengan
GD40 | 0401.17.212 | EGA | LBS |  | Ciracas
KNIE | 0822334SF | MERLIN GERLIN | PB | 2008 | Pondok Kopi
PL165 | S 9502279 | MERLIN GERLIN | LBS |  | Pondok Kopi
PL165 | SM 0703085 | MERLIN GERLIN | LBS |  | Pondok Kopi
PL165 | 762.13.BF | EGA | PB | 2013 | Pondok Kopi
PL230 | W35-1-0023 | SCHNEIDER | LBS | 2016 | Pondok Kopi
PL230 | W35-4-0066 | SCHNEIDER | LBS | 2016 | Pondok Kopi
PL230 | W48-1-0052 | SCHNEIDER | PB | 2016 | Pondok Kopi
CB139 | 0313.18.212 | EGA | LBS MOTORIZE | 2018 | Ciracas
DB89P | 1662.17.212 | EGA | LBS 1 |  | Bandengan
DB89P | 1716.17.212 | EGA | LBS 2 |  | Bandengan
DB89P | W05.1.0004 | SCHNEIDER | PB |  | Bandengan
CK20F | 500411660801113 | ABB SAFEPLUS | LBS |  | Marunda
CK20E | W0840043 | SCHNEIDER | LBS |  | Marunda
KG36 | W1330045 | SCHNEIDER | B1 |  | Marunda
PB52 | CI-2016-W13-5-0008 | SCHNEIDER | PB | 2016 | Pondok Kopi
PL222 | 0071-16-212 | EGA | LBS | 2016 | Pondok Kopi
RG180 | W45.4.0035 | SCHNEIDER | PB-1 |  | Lenteng Agung
JS243 | 1601771 | PADMOUNT | PB | 2017 | Pondok Gede
JW77 | 0927.16.212 | EGA | LBS | 2017 | Pondok Gede
JW77 | 1800.16.213 | EGA | LBS MOTORIZE | 2017 | Pondok Gede
JS244 | 1875.16.213 | EGA | LBS MOTORIZE | 2017 | Pondok Gede
JW81 | T-73005065334-017 | SIEMENS | PB | 2017 | Pondok Gede
GD306P | T.73005052883-0045 | SIEMENS | PB |  | Ciracas
BK184 | 0709.17.213 | EGA | LBS | 2017 | Marunda
CB103 | T.73005065334-0152 | SIEMENS | PB |  | Ciracas
B68D | B 68D-02 | EGA | LBS MANUAL | 2017 | Bandengan
MK383 | MK 383-02 | EGA | LBS MANUAL |  | Bandengan
CNK23 | 0499-17-212 | EGA | LBS | 2016 | Ciputat
D297 | D297 | SCHNEIDER | KOPEL2 |  | Menteng
KDR297 | CI-2017-W32-5-0023 | SCHNEIDER | LBS | 2017 | Cengkareng
CK44 | 1638.17.213 | EGA | LBS | 2017 | Marunda
B256 | B 256-04 | FLOUKIT-M | PB | - | Bandengan
B256 | B 256-02 | ABB UNISWITCH SDC | LBS MANUAL | - | Bandengan
B256 | B 256-03 | ABB UNISWITCH SDC | LBS MANUAL | - | Bandengan
A86 | A 86-01 | SCHNEIDER SM6 | LBS MOTORIZE | 2017 | Bandengan
D383 | 525455521 | SCHNEIDER | PMT | 2018 | Menteng
D383 | 56855458 | SCHNEIDER | PMT | 2018 | Menteng
KJ85 | KJ852PB | F&G | RMU |  | Kebon Jeruk
PGL41 | CI-2017-W05-1-0015 | SCHNEIDER | LBS | 2017 | Pondok Kopi
B284 | B 284-02 | SCHNEIDER SM6 | LBS MOTORIZE | 2017 | Bandengan
BK244 | CI-2017-W38-4-0021 | SCHNEIDER | LBS | 2017 | Marunda
CPT2 | 2017.W44.4.0008 | SCHNEIDER | PB | 2017 | Ciputat
CP147 | 1461.17.212 | EGA | LBS MOTORIZE | 2017 | Ciputat
CP154 | 2118.17.213 | EGA | LBS MOTORIZE | 2017 | Ciputat
TD172 | 2501.17.213 | EGA | LBS MOTORIZE | 2017 | Ciputat
TD172 | 1503.17.212 | EGA | LBS | 2017 | Ciputat
TD172 | 1469.17.214 | EGA | PB | 2017 | Ciputat
TD275 | 2103.17.213 | EGA | LBS | 2017 | Ciputat
TD275 | 1440.01.214 | EGA | PB | 2017 | Ciputat
AB104 | AB104_2 | SCHNEIDER SM6 | LBS |  | Bandengan
GD135 | T73005442624.0102 | SIEMENS | PB | 2017 | Ciracas
B401 | B 401-01 | MERLIN GERIN (MG) | LBS MANUAL |  | Bandengan
B401 | B 401-02 | MERLIN GERIN (MG) | LBS MANUAL |  | Bandengan
B401 | B 401-03 | MERLIN GERIN (MG) | PGC |  | Bandengan
E437 | 13.0234 | ABB UNISWITCH | LBS | 2013 | Kramat Jati
E438 | 3717.17.213 | EGA | LBS (MOTORIZE) | 2017 | Kramat Jati
CB136 | 2670.17.213 | EGA | LBS |  | Ciracas
CB136 | 0900.17.213 | EGA | LBS |  | Ciracas
KJ406 | CL-2018-W10-1-0023-KJ406 | SCHNEIDER | CBOM | 2018 | Kebon Jeruk
E361 | E361-W3530031 | SCHNEIDER | LBS (MOTORIZE) | 2017 | Kramat Jati
E361 | E361-W3820059 | SCHNEIDER | LBS (MOTORIZE) | 2017 | Kramat Jati
PK155 | CI-2017-W20-5-0022 | SCHNEIDER | LBS | 2017 | Marunda
CK244 | T730055442624-0079 | SIEMENS | LBS | 2017 | Marunda
BK247 | T73005442624-0112 | SIEMENS | LBS | 2017 | Marunda
CK245 | CI-2017-W20-1-0037 | SCHNEIDER | LBS | 2017 | Marunda
CK245 | CI-2018-W11-5-0015 | SCHNEIDER | PGC | 2018 | Marunda
PG166B | 0510.15.209 | EGA | LBS | 2015 | Pondok Kopi
PG166B | 0429.17.216 | EGA | LBS | 2017 | Pondok Kopi
PG166B | 1083.17.214 | EGA | PBTRAFO | 2017 | Pondok Kopi
KD147 | Cl - 2018 - W35 -4 -0012 | SCHNEIDER | LBS | 2018 | Pondok Kopi
PG166D | 3184.17.213 | EGA | LBS | 2017 | Pondok Kopi
PG166D | 0258.18.214 | EGA | PBTRAFO | 2018 | Pondok Kopi
PG166D | 0219.18.214 | EGA | PBTRAFO | 2018 | Pondok Kopi
PB24 | R 00 19 127 SF | MERLIN GERLIN | LBS | NULL | Pondok Kopi
JR66 | CI-2016-W20-3-0043 | SCHNEIDER | LBS | 2016 | Pondok Gede
JR66 | 0088.16.212 | EGA | LBS | 2016 | Pondok Gede
JR66 | CI-2016-W13-4-0005 | SCHNEIDER | PB | 2016 | Pondok Gede
JR124 | 180.13.BL | EGA | LBS | 2013 | Pondok Gede
JR124 | 1865.13.BL | EGA | LBS | 2013 | Pondok Gede
JR104P | 2129.17.213 | EGA | LBS | 2017 | Pondok Gede
JR104P | 1430.17.212 | EGA | LBS | 2017 | Pondok Gede
JR104P | 1451.17.214 | EGA | PB | 2017 | Pondok Gede
CPT3 | 37793173213 | EGA | LBS MOTORIZE | 2018 | Ciputat
CPT3 | 0175.18.212 | EGA | LBS | 2018 | Ciputat
CPT3 | 0131.18.236 | EGA | CBOG | 2018 | Ciputat
BK12C | 0372-16-214 | EGA | PB TRAFO | 2016 | Marunda
CNK22 | 0375-16-214 | EGA | PB TRAFO | 2016 | Ciputat
MN12 | CI-2017-W44-2-0 | SCHNEIDER | CBOG | 2017 | Pondok Gede
BDU18 | BDU 18-02 | SCHNEIDER SM6 | LBS MANUAL | 2015 | Bandengan
BDU18 | BDU 18-03 | SCHNEIDER SM6 | CBOM | 2015 | Bandengan
B397 | 0111.19.213/2019 | EGA | LBS MOTORIZED | 2019 | Bandengan
B397 | 0341.19.214/2019 | EGA | PB | 2019 | Bandengan
B397 | B 397-04 | FLOUKIT-M | CBOM | - | Bandengan
A73 | A 73-01 | FLOUKIT-M | LBS MOTORIZE | - | Bandengan
A73 | A 73-02 | FLOUKIT-M | LBS MOTORIZE | - | Bandengan
A73 | A 73-03 | KIT 27.2 | PB | - | Bandengan
A62 | A 62-04 | SCHNEIDER SM6 | LBS MANUAL | 2017 | Bandengan
A62 | A 62-05 | SCHNEIDER SM6 | PB 1 | 2017 | Bandengan
A62 | A 62-06 | EGA | PB 2 | 2017 | Bandengan
A100 | A 100-01 | SCHNEIDER SM6 | LBS MOTORIZE | 2017 | Bandengan
A100 | A 100-02 | SCHNEIDER SM6 | LBS MANUAL | 2017 | Bandengan
A100 | A 100-03 | SCHNEIDER SM6 | LBS MANUAL | 2017 | Bandengan
A100 | A 100-04 | SCHNEIDER SM6 | CBOM | 2015 | Bandengan
A100 | A 100-05 | SCHNEIDER SM6 | ACO 1 | 2017 | Bandengan
A100 | A 100-06 | SCHNEIDER SM6 | ACO 2 | 2017 | Bandengan
A86 | A 86-02 | SCHNEIDER SM6 | LBS MANUAL | 2017 | Bandengan
A86 | A 86-03 | SCHNEIDER SM6 | CBOM | 2017 | Bandengan
B78H | B 78H-01 | ABB UNISWITCH SDC | LBS MOTORIZE | 2010 | Bandengan
B78H | B 78H-02 | ABB UNISWITCH SDC | LBS MANUAL | 2010 | Bandengan
B78H | B 78H-03 | ABB UNISWITCH SDC | PB | 2010 | Bandengan
T423 | 2976.17.213 | EGA | LBS MOTORIZE | 2017 | Menteng
T423 | U.2018.W03.2.0026 | SCHNEIDER | PB | 2018 | Menteng
PIK46 | PIK 46-01 | SIEMENS | LBS MANUAL | 2017 | Bandengan
PIK46 | PIK 46-02 | SIEMENS | LBS MANUAL | 2017 | Bandengan
PIK46 | PIK 46-03 | SIEMENS | PB | 2017 | Bandengan
KPK55G | KPK 55G-01 | EGA | LBS MOTORIZE | 2017 | Bandengan
KPK55G | KPK 55G-02 | EGA | LBS MANUAL | 2017 | Bandengan
KPK55G | KPK 55G-03 | EGA | PB | 2017 | Bandengan
CKG179 | 86917212 | EGA | LBS | 2017 | Cengkareng
K165 | T73005442624-0075 | SIEMENS | PB | 2017 | Jatinegara
GH0230 | GH.2.44840059 | SCHNEIDER | LBS | 2016 | Kramat Jati
GH0046 | GH46.3.011817213 | EGA | LBS | 2017 | Kramat Jati
GH0046 | GH46.9.009617213 | EGA | LBS | 2017 | Kramat Jati
GH0046 | GH46.12.009717213 | EGA | LBS | 2017 | Kramat Jati
GH0046 | GH46.13.039117212 | EGA | LBS | 2017 | Kramat Jati
CP142 | 1664.17.213 | EGA | LBS MOTORIZE | 2017 | Ciputat
CP62 | T73005555599-0080 | SIEMENS | LBS MOTORIZE | 2018 | Ciputat
CP52 | 1633.17.213 | EGA | LBS | 2017 | Ciputat
CP52 | 1614.17.214 | EGA | PB | 2017 | Ciputat
RM14N | KOPEL 2 - RM 14N | SCHNEIDER SM6 | PB |  | Cempaka Putih
RM14N | KOPEL 1 - RM 14N | SCHNEIDER SM6 | PMT |  | Cempaka Putih
RM14N | GI PULOMAS - RM 14N | SCHNEIDER SM6 | PMT |  | Cempaka Putih
K117 | 1342.17.214 | EGA | PB | 2017 | Jatinegara
K308 | 325417213 | EGA | PMT | 2018 | Menteng
K308 | 5218214 | EGA | PB | 2018 | Menteng
CB59 | W35.4.002 | SCHNEIDER | PB | 2016 | Pondok Gede
E136 | 1541.17.213 | EGA | LBS |  | Ciracas
E136 | CI.2018.W04.4.0033 | SCHNEIDER | PB |  | Ciracas
PK106A | - | EGA | LBS |  | Marunda
CK242 | - | EGA | PB |  | Marunda
KJ408 | 0216.18.214-KJ408 | EGA | PB | 2018 | Kebon Jeruk
KD69 | 0610-21 | ULUSOY ELECTRIC | PB | 2021 | Pondok Kopi
E158 | 0346.15.211 | EGA | PB |  | Ciracas
GD400P | 0420.15.209 | EGA | LBS | 2015 | Ciracas
GD400P | 0303.15.211 | EGA | PB | 2015 | Ciracas
SN138 | 0 | SCHNEIDER | CBO MOTORIZE |  | Bulungan
BC46 | 0026.21.214 | EGA | PB1 | 2021 | Cengkareng
BC129 | 0408-15-214 | EGA | PB1 | 2015 | Cengkareng
PB62 | T73005052683-0250 | SIEMENS | LBS | 2017 | Pondok Kopi
PB64 | CI-2017-W35-4-0044 | SCHNEIDER | LBS | 2017 | Pondok Kopi
PB64 | CI-2017-W07-4-0014 | SCHNEIDER | LBS | 2017 | Pondok Kopi
MD113 | 6031.17.286 | EGA | PB | 2017 | Marunda
K117 | CI-2017-W05-3-0013 | SCHNEIDER | LBS | 2017 | Jatinegara
PM74E | PM74E | EGA | LBS-3 |  | Lenteng Agung
CB28 | 113317213 | EGA | LBS | 2017 | Pondok Gede
CB16 | 0971.17.212 | EGA | LBS | 2017 | Pondok Gede
PM22TER | T73005442624-0074 | SIEMENS | LBS MOTORIZE | 2017 | Jatinegara
PM22TER | T73005442624-0034 | SIEMENS | LBS | 2017 | Jatinegara
PM22TER | CI-2018-W10-6-0016 | SCHNEIDER | PB TRAFO | 2018 | Jatinegara
JS248 | 3769.17.213 | EGA | LBS | 2017 | Pondok Gede
CK54N | 2628.17.218 | EGA | LBS | 2017 | Marunda
CK54N | 1773.17.234 | EGA | PGC | 2017 | Marunda
CL38 | 1611.17.212 | EGA | LBS | 2017 | Marunda
CL38 | 1709.17.212 | EGA | LBS | 2017 | Marunda
CL38 | CI-2018-W10-5-0048 | SCHNEIDER | LBS | 2018 | Marunda
TD128 | T7300544262.0075 | SIEMENS | CBOM | 2017 | Ciputat
CP174 | C1-2017-W52.5.0051 | SCHNEIDER | LBS MOTORIZE | 2017 | Ciputat
CP174 | - | MERLIN GERIN | PB |  | Ciputat
CP174 | - | SCHNEIDER | PGC/CBO |  | Ciputat
GD129 | T73005442624-0068 | SIEMENS | LBS | 2017 | Ciracas
GD135 | T73005442627.0087 | SIEMENS | LBS | 2017 | Ciracas
BT383 | 0734.15.209 | EGA | LBS | 2015 | Bintaro
CD404 | CI-2018-W11-5-0034 | SCHNEIDER | PB | 2018 | Bintaro
T427 | CI.2018.W.08-2-033 | EGA | CBOM | 2018 | Menteng
BN49P | 2018.CI.W-13-4-0040 | SCHNEIDER | PMT | 2018 | Menteng
BN49P | 2018.CI.W-03-3-0014 | SCHNEIDER | PB | 2018 | Menteng
TB78 | 3703.17.213/2017 | EGA | LBS MOTORISE | 2017 | Jatinegara
E39 | T73005555599.0058 | SIEMENS | PB | 2016 | Ciracas
E39 | T73005555599.0115 | SIEMENS | LBS | 2016 | Ciracas
RG203 | RG 203 | SCHNEIDER | LBS-2 |  | Lenteng Agung
KM54 | SM0704298 | MG SM6 | LBS MANUAL | 2007 | Jatinegara
B45N | CI-2016-W26-3-0008 | SCHENEIDER | LBS | 2016 | Bandengan
KP2 | 1029.17.212 | EGA | LBS | 2017 | Marunda
PK200 | - | ABB SAFEPLUS | PB |  | Marunda
PK106A | - | EGA | PB1 |  | Marunda
PG201 | 1612930 | EGA | LBS | 2016 | Pondok Kopi
PG201 | 425137 | EGA | LBS |  | Pondok Kopi
PG201 | 1708595 | EGA | PB |  | Pondok Kopi
KJ408 | CI-2017-W43-3-0026-KJ408 | SCHNEIDER | LBS MOTORIZE | 2017 | Kebon Jeruk
KJ408 | CI-2017-W44-2-0028-KJ408 | SCHNEIDER | LBS MOTORIZE | 2017 | Kebon Jeruk
KD69 | 0735-20 | ULUSOY ELECTRIC | LBS | 2020 | Pondok Kopi
KD69 | 0845-20 | ULUSOY ELECTRIC | LBS | 2020 | Pondok Kopi
PG136 | 0242.17.214 | EGA | LBS | 2017 | Pondok Kopi
PG136 | 0229.17.214 | EGA | PB | 2017 | Pondok Kopi
PM148N | PM148N | FM | KOPEL |  | Lenteng Agung
AB253 | AB253_KOPEL D C | SCHNEIDER SM6 | LBS |  | Bandengan
AB253 | AB253_KOPEL C D | EGA | LBS |  | Bandengan
GD427 | C1-2017.W32.3.0020 | SCHNEIDER | LBS MOTORIZE | 2017 | Ciracas
GD427 | C1-2017.W38.3.0046 | SCHNEIDER | LBS MOTORIZE | 2017 | Ciracas
JR226 | 0445.18.214 | EGA | PB | 2017 | Pondok Gede
CK242 | 17101260 | EGA | LBS |  | Marunda
GD207 | CI.2016.W13.6.0016 | SCHNEIDER SM6 | LBS | 2016 | Ciracas
BN43 | 0860.16.216 | EGA | CBOM | 2016 | Menteng
PM34N | 24117214 | EGA | PB TRAFO | 2017 | Jatinegara
CP517 | 0235-16-212 | EGA | LBS | 2016 | Ciputat
CP521 | 0085-17-214 | EGA | PB TRAFO | 2016 | Ciputat
JW78 | 1872.16.213 | EGA | LBS MOTORIZE | 2016 | Pondok Gede
JW80 | 0888.16.212 | EGA | LBS | 2017 | Pondok Gede
TB22 | TB22_0254.17.213 | EGA | LBS MOTORIZE | 2017 | Jatinegara
K301 | K301 | SCHNEIDER | PMT |  | Menteng
CP518 | 0206-16-212 | EGA | LBS | 2016 | Ciputat
CN124 | 1757-16-213 | EGA | LBS MOTORISE | 2016 | Ciputat
CP521 | 0103-17-213 | EGA | LBS MOTORISE | 2016 | Ciputat
GD375 | CI.2018.W49.6.0021 | SCHNEIDER SM6 | LBS | 2018 | Ciracas
GD375 | 1748.16.213 | EGA | LBS | 2016 | Ciracas
GD375 | 0065.17.214 | EGA | PB | 2017 | Ciracas
KJ395 | 0891.16.212 | EGA | LBS MANUAL | 2017 | Kebon Jeruk
KJ396 | T73005052683-0369 | SIEMENS | PB | 2017 | Kebon Jeruk
PL242 | 2016CSF61035 | AEP | PB | 2016 | Pondok Kopi
PL244 | 0360.17.214 | EGA | PB | 2017 | Pondok Kopi
PL233 | 0267.16.212 | EGA | LBS | 2016 | Pondok Kopi
BK43 | 0402.17.213 | EGA | LBS |  | Marunda
D367 | 1713.16.213 | EGA | PMT | 2017 | Menteng
E425 | E425-1493.16.213 | EGA | LBS | 2016 | Kramat Jati
BK234 | 0280.17.214 | EGA | LBS | 2017 | Marunda
JW83 | 0385.17.212 | EGA | LBS | 2017 | Pondok Gede
RG176 | RG 176 | EGA | CBOG-1 |  | Lenteng Agung
GD20C | T.73005052683-0141 | SIEMENS | PB | 2017 | Ciracas
KDR289 | CI-2017-W30-2-0043 | SCHNEIDER | LBS MOT | 2017 | Cengkareng
KDR264 | 0242-16-214 | EGA | PB1 | 2016 | Cengkareng
KDR264 | 0236-16-214 | EGA | PB2 | 2016 | Cengkareng
JR88 | T.73005052683-0296 | SIEMENS | LBS |  | Ciracas
JR88 | T.73005052683-0211 | SIEMENS | LBS |  | Ciracas
PB62 | T73005052683-0170 | SIEMENS | LBS | 2017 | Pondok Kopi
PB62 | T73005052683-0294 | SIEMENS | PB | 2017 | Pondok Kopi
PB63 | 1708983 | EGA | LBS | 2017 | Pondok Kopi
B82 | B 82-04 | EGA | PB 2 | 2017 | Bandengan
B165 | B 165-02 | EGA | LBS MANUAL | 2017 | Bandengan
TD177 | 1477.17.214 | EGA | PB 1 | 2017 | Ciputat
CP157 | 0983.17.214 | EGA | LBS MOTORIZE | 2017 | Ciputat
D297 | D297 | EGA | PMT |  | Menteng
MB6 | MB 6-01 | EGA | LBS MOTORIZE | 2017 | Bandengan
KG223 | CI-2017-W38-4-0021 | SCHNEIDER | LBS | 2017 | Marunda
CL44 | T.73005442624-0104 | SIEMENS | LBS | 2017 | Marunda
CP139B | 1475.17.214 | EGA | PB 2 | 2017 | Ciputat
TD138D | 1443.17.214 | EGA | PB | 2017 | Ciputat
KPK58P | KPK 58P-01 | EGA | LBS MOTORIZE | 2017 | Bandengan
PM21BIS | 0273.17.214 | EGA | LBS | 2018 | Jatinegara
PM21BIS | 0448.17.218 | EGA | CBO PENYULANG | 2018 | Jatinegara
PM21BIS | 0866.17.213 | EGA | PB | 2017 | Jatinegara
K41 | 0078.18.214 | EGA | PB | 2018 | Jatinegara
MG5 | - | GAE | CBOM |  | Menteng
SD243 | - | SCHNEIDER | LBS | 0 | Tanjung Priok
CP20 | T73005555599-0144 | SIEMENS | PB | 2018 | Ciputat
PL253 | CI-2017-W06-2-0035 | SCHNEIDER | LBS | 2017 | Pondok Kopi
TD369 | - | F n G | LBS |  | Ciputat
E355 | E355-W3830016 | SCHNEIDER | LBS (MOTORIZE) | 2017 | Kramat Jati
E361 | E361-W1050044 | SCHNEIDER | PB | 2017 | Kramat Jati
CB14 | - | SCHNEIDER SM6 | PGC |  | Ciracas
GD236P | 2114.17.213 | EGA | LBS |  | Ciracas
PS999 | 1555.17.212 | EGA | KOSONG | 2017 | Cempaka Putih
A151 | A151_LBS KOPELA | SCHNEIDER | LBS |  | Bandengan
KM19 | CI-2016-W22-1-0026 | SCHNEIDER | LBS MOTORIZE | 2016 | Jatinegara
KM19 | CI-2016-W17-3-0036 | SCHNEIDER | LBS | 2016 | Jatinegara
KM19 | CI-2016-W16-1-0044 | SCHNEIDER | PB TRAFO | 2016 | Jatinegara
KDR232 | 0038-15-214 | EGA | PB | 2015 | Cengkareng
K201 | CI-2016-W17-6-0003 | SCHNEIDER | LBS | 2016 | Jatinegara
PB54 | 0301.16.212 | EGA | LBS | 2016 | Pondok Kopi
T407 | T407 | SCHNEIDER | PGC |  | Menteng
GD44 | 0925.16.216 | EGA | LBS | 2016 | Ciracas
PGL37 | 0248.17.214 | EGA | PB | 2017 | Pondok Kopi
PGL38 | 0857-16-212 | EGA | LBS | 2016 | Pondok Kopi
PGL38 | 1807.16.213 | EGA | LBS | 2016 | Pondok Kopi
PGL38 | CL-2016-W35-1-0040 | SCHNEIDER | CBOM | 2016 | Pondok Kopi
CKG166 | T73005032314-0056 | SIEMENS | LBS | 2017 | Cengkareng
PGS2 | W.06.3.0013 | SCHNEIDER SM6 | LBS | 2016 | Marunda
PGS1 | 0395.16.212 | EGA | LBS | 2016 | Marunda
KM28 | 0326.17.216 | EGA | CBOM | 2017 | Jatinegara
DT15 | 0374.17.212 | EGA | LBS | 2017 | Jatinegara
PM17A | 0249.17.214 | EGA | PB TRAFO | 2017 | Jatinegara
GD116 | 0373.12.214 | EGA | PB | 2017 | Ciracas
JR208 | T-73005065334-006 | SIEMENS | LBS | 2017 | Pondok Gede
PK127B | 0637.16.212 | EGA | LBS | 2017 | Marunda
PK127B | 0699.16.212 | EGA | LBS | 2017 | Marunda
PK127B | 0071.17.214 | EGA | PB 1 |  | Marunda
CK20N | 0167.17.213 | EGA | LBS | 2017 | Marunda
CK20N | 0300.17.214 | EGA | LBS | 2017 | Marunda
CK20N | 0223.17.212 | EGA | PB | 2017 | Marunda
CK20N | 0327.17.216 | EGA | PGC | 2017 | Marunda
PK177 | - | SCHNEIDER | PGC 1 | 2017 | Marunda
GNS27G | GNS27G-02 | EGA | LBS MANUAL | 2017 | Bandengan
GNS27G | GNS 27G - 1863.16.213 | EGA | LBS MOTORIZED | 2017 | Bandengan
KPK52 | KPK 52-01 | SIEMENS | LBS MANUAL | 2017 | Bandengan
KPK52 | KPK 52-02 | SIEMENS | LBS MANUAL | 2017 | Bandengan
KPK52 | KPK 52-03 | SIEMENS | PB | 2017 | Bandengan
AB288 | AB 288-01 | EGA | LBS MOTORIZED | 2017 | Bandengan
AB288 | AB 288-02 | EGA | LBS | 2017 | Bandengan
AB288 | AB 288-03 | EGA | CBOM | 2017 | Bandengan
PIK34K | PIK 34K-02 | SIEMENS | LBS | 2017 | Bandengan
PIK34K | PIK 34K-03 | SIEMENS | PB | 2017 | Bandengan
AB291 | AB 291-01 | EGA | LBS | 2017 | Bandengan
AB291 | AB 291-03 | EGA | CBOM | 2017 | Bandengan
PIK42 | PIK 42-01 | EGA | LBS | 2017 | Bandengan
PIK42 | PIK 42-02 | EGA | LBS | 2017 | Bandengan
PIK42 | PIK 42-03 | EGA | PB | 2017 | Bandengan
AB289 | AB 289-001 | EGA | LBS | 2017 | Bandengan
AB289 | AB 289-002 | EGA | LBS | 2017 | Bandengan
AB289 | AB 289-003 | EGA | CBOM | 2017 | Bandengan
AB290 | AB 290-0715.16.212 | EGA | LBS | 2017 | Bandengan
AB290 | AB 290-1780.16.213 | EGA | LBS | 2017 | Bandengan
AB290 | AB 290-0858.16.216 | EGA | CBOM | 2017 | Bandengan
AB32N | AB 32N-001 | EGA | LBS | 2017 | Bandengan
AB32N | AB 32N-002 | EGA | LBS | 2017 | Bandengan
AB32N | AB 32N-003 | EGA | PB | 2017 | Bandengan
A132 | A 132-02 | SCHNEIDER | CBO | 2017 | Bandengan
MK421 | MK 421-03 | SCHNEIDER | PB | 2017 | Bandengan
AB11D | AB 11D-02 | SCHNEIDER | LBS MOTORIZED | 2017 | Bandengan
AB11D | AB 11D-01 | FLUKIT-M | LBS |  | Bandengan
MK290 | MK 290-03 | SCHNEIDER SM-6 | PB | 2017 | Bandengan
MK409 | MK 409-01 | SCHNEIDER SM-6 | CBO RC | 2017 | Bandengan
MK409 | MK 409-03 | SCHNEIDER SM-6 | PB | 2017 | Bandengan
KN221 | CI.2015.W15-3-0055 | SCHNEIDER | PMT | 2015 | Menteng
KN221 | CI.2015-W16-1-0019 | SCHNEIDER | PMT | 2015 | Menteng
KN221 | CI.2015-W16-2-0002 | SCHNEIDER | CBOM | 2015 | Menteng
KG96 | - | FLUOKIT M | LBS |  | Marunda
PL210 | 0155.15.214 | EGA | PB | 2015 | Pondok Kopi
PL210 | 0243.15.212 | EGA | LBS | 2015 | Pondok Kopi
KDR250 | CI-2015-W43-2-0013 | SCHNEIDER | LBS2 | 2015 | Cengkareng
PIK31 | PIK31-C1-2014-W27-4-0021 | SCHNEIDER SM6 | LBS |  | Bandengan
CNK18 | 0390.15.214 | EGA | PB | 2015 | Ciputat
E413 | E413_1305521 | EGA | LBS (MOTORIZE) | 2017 | Kramat Jati
TA14 | - | KIT 27,2 | PB1 |  | Cengkareng
KD210 | CI-2016-W24-7-0008 | SCHNEIDER | LBS MOTORIZE | 2016 | Jatinegara
K200 | CI-2015-W23-3-0043 | SCHNEIDER | LBS MOTORIZE | 2015 | Jatinegara
K200 | CI-2016-W24-4-0044 | SCHNEIDER | LBS MOTORIZE | 2016 | Jatinegara
CKG156 | CI-2016-W164-0011 | SCHINEIDER | PB | 2016 | Cengkareng
KD105 | CI-2016-W35-2-0009 | SCHNEIDER | PB | 2016 | Jatinegara
KD105 | CI-2016-W35-2-0044 | SCHNEIDER | LBS | 2016 | Jatinegara
CP492 | C1-2016-W19-3-0017 | SCHENEIDER SM 6 | PB | 2016 | Ciputat
CP496 | C1-2016-W32-4-0015 | SCHNEIDER (MTRS) | LBS (MOTORISE) | 2016 | Ciputat
CP496 | C1-2016-W33-5-0067 | SCHENEIDER SM 6 | PB | 2016 | Ciputat
CP496 | C1-2016-W34-2-0029 | SCHENEIDER SM 6 | LBS | 2016 | Ciputat
CP494 | C1-2016-CU26-4-0042 | SCHNEIDER (MTRS) | LBS (MOTORISE) | 2016 | Ciputat
CP493 | C112016-W25-5-0058 | SCHNEIDER (MTRS) | LBS (MOTORISE) | 2016 | Ciputat
CP493 | C1 2016-W22--0029 | SCHENEIDER SM 6 | PB | 2016 | Ciputat
KJ381 | C1-2016-W13-1-0012 | SCHNEIDER | LBS MOTORIZED | 2016 | Kebon Jeruk
JW70 | C1-2015-W23-4-0046 | SCHNEIDER SM6 | LBS | 2015 | Pondok Gede
BDU8 | - | SCHNEIDER | CBOM2 |  | Bandengan
K182 | CI-2016-W09-5-0014 | SCHNEIDER | PB | 2016 | Jatinegara
KN233 | SN.CI2016C23.3.0039 | SCHNEIDER | CBOM | 2016 | Menteng
DK171 | - | EGA | PB1 | 2017 | Cengkareng
KN232 | CI.2016-W21-1-0008 | SCHNEIDER | PMT | 2016 | Menteng
KN232 | CI-2016-W.18-3-0010 | SCHNEIDER | CBOM | 2016 | Menteng
KJ378 | 0656-15-213 | EGA | LBS MOTORIZED | 2015 | Kebon Jeruk
KJ378 | 0098.16.212 | EGA | LBS MANUAL | 2016 | Kebon Jeruk
CL31 | 0865.16.212 | EGA | PB 2 | 2016 | Marunda
PGS2 | W45.7.0013 | SCHNEIDER SM6 | PB 1 | 2016 | Marunda
PGS2 | W05.1.0015 | SCHNEIDER SM6 | PB 2 | 2016 | Marunda
PK256 | 1810.16.213 | EGA | LBS | 2016 | Marunda
KM28 | 0247.17.212 | EGA | LBS MOTORIZED | 2017 | Jatinegara
PK264 | - | FLUOKIT M | LBS |  | Marunda
GD116 | 208.12.BL | EGA | LBS | 2012 | Ciracas
GD18D | T.73005052683-0362 | SIEMENS | LBS |  | Ciracas
KG207 | - | FLOUKIT M | PT |  | Marunda
KG35 | - | FLOUKIT M | PB 1 |  | Marunda
PK69A | 0652.16.212 | EGA | LBS |  | Marunda
PK69A | 0080.17.214 | EGA | PB 1 |  | Marunda
PK69A | 0123.17.214 | EGA | PB 3 |  | Marunda
PL244 | 016.217.213 | EGA | LBS | 2017 | Pondok Kopi
PL233 | 037.16.214 | EGA | PB | 2016 | Pondok Kopi
PGL36 | W37-1-0008 | SCNEIDER | PB | 2017 | Pondok Kopi
MD39 | - | EGA | PB |  | Marunda
BK43 | 038.17.213 | EGA | LBS | 2017 | Marunda
JR210 | 0312.17.212 | EGA | LBS | 2017 | Pondok Gede
PDR10 | T-73005065334-008 | SIEMENS | LBS | 2017 | Pondok Gede
TB23 | 1092.17.213 | EGA | LBS MOTORIZE | 2017 | Jatinegara
BK173 | - | EGA | LBS |  | Marunda
CN19 | 0978.17.212 | EGA | LBS | 2017 | Ciputat
BK245 | 1424.17.212 | EGA | LBS | 2017 | Marunda
CB16 | W09.1.0036 | SCHNEIDER | PB | 2017 | Pondok Gede
CB16 | W08.4.0046 | SCHNEIDER | LBS | 2017 | Pondok Gede
D196 | - | SCHNEIDER | LBS |  | Menteng
CP38A | 1733.17.214 | EGA | LBS MOTORIZE | 2017 | Ciputat
TD63 | 1601.17.214 | EGA | PB | 2017 | Ciputat
CP236 | C1-2018-W02-3-0040 | SCHNEIDER | LBS MOTORIZE | 2017 | Ciputat
CP236 | - | UNINDO FLUOKIT M | PGC/CBO |  | Ciputat
TD92B | 1300.17.214 | EGA | PB | 2017 | Ciputat
K164 | CI-2017-W44-2--0022 | SCHNEIDER | LBS MOTORIZED | 2017 | Jatinegara
T328 | - | SCHNEIDER | LBS |  | Menteng
CK245 | CI-2017-W52-4-0038 | SCHNEIDER | LBS | 2017 | Marunda
KPK56K | 2561.17.213 | EGA | LBS |  | Bandengan
KPK56K | 2652.17.213 | EGA | LBS |  | Bandengan
KPK56K | W12.1.0047 | SCHNEIDER | PB |  | Bandengan
KM82 | CI-2018-W21-2-0020 | SCHNEIDER | ACO | 2018 | Jatinegara
KM82 | CI-2017-W52-4-0035 | SCHNEIDER | LBS | 2017 | Jatinegara
CP392 | 6658 | UNINDO FLUOKIT M24 | LBS | 2017 | Ciputat
CP129 | CSF 63367 | ORMAZABAL | LBS | 2017 | Ciputat
CP129 | CSF 61105 | ORMAZABAL | PB | 2017 | Ciputat
TD301 | 2017CSF63323 | ORMAZABAL | PB | 2017 | Ciputat
TD133 | 2017CSF61099 | ORMAZABAL | PB | 2017 | Ciputat
A41 | A41_MVCELL1 | FLOUKIT M | PGDB |  | Bandengan
A41 | A41_MVCELL4 | EGA | LBS |  | Bandengan
A41 | A41_MVCELL5 | EGA | PB TRAFO |  | Bandengan
TT64 | W19-4-0023 | Schneider | LBS |  | Menteng
TT64 | 54.2102 | EGA | PB |  | Menteng
GD236P | CI.2018.W12.2.0023 | SCHNEIDER SM6 | PB |  | Ciracas
GD236P | 0865.17.212 | EGA | LBS |  | Ciracas
T396 | T396 | SCHNEIDER | PGC | 2015 | Menteng
GD231P | 500411660/7011-11 | ABB SAFEPLUS | LBS | 2011 | Ciracas
KJ351 | C1-2014-W26-3-0018 | SCHENEIDER | LBS MANUAL | 2014 | Kebon Jeruk
DK181 | - | EGA | LBS |  | Cengkareng
MK247 | 123456 | FLUOKIT M | LBS |  | Cengkareng
GD286P | R.0418282 SF | MERLIN GERIN RM6 | LBS |  | Ciracas
MK186 | 123456 | FLUOKIT M | PGDB |  | Cengkareng
BC294 | 1341 | UNINDO | PB | 1997 | Cengkareng
MB97 | MB 97-01-008.15.209 | EGA | LBS | 2015 | Bandengan
PL221 | CI.2016.W03.3.0010 | SCHNEIDER | PB | 2016 | Pondok Kopi
KDR255 | 0091.16.212 | EGA | LBS | 2016 | Cengkareng
KDR255 | 0663.15.213 | EGA | LBS MOT | 2016 | Cengkareng
MK302CKR | W40-1-0007 | SCHNEIDER | PGC | 2014 | Cengkareng
GD65 | CI.2015.W43.1.0072 | SCHNEIDER SM6 | LBS | 2015 | Ciracas
GD65 | CI.2015.W41.4.0006 | SCHNEIDER SM6 | PGC | 2015 | Ciracas
GH0239 | CI-2016-W24-4-0047 | SCHNEIDER | LBS MOTORIZE | 2016 | Jatinegara
DK70 | DK 70 LBS1 | FLUOKIT M | LBS |  | Kebon Jeruk
GD217P | CI.2015.W37.1.0035 | SCHNEIDER SM6 | LBS | 2015 | Ciracas
GD217P | CI.2015.W27.4.0038 | SCHNEIDER SM6 | LBS | 2015 | Ciracas
GD217P | CI.2015.W27.1.0017 | SCHNEIDER SM6 | PB | 2015 | Ciracas
E88 | CV.06.5147/028 | SIEMENS | PB | 1993 | Ciracas
E88 | CV.06.5147/028 | SIEMENS | LBS | 1993 | Ciracas
E88 | CV.06.5147/028 | SIEMENS | LBS | 1993 | Ciracas
E88 | CV.06.5147/028 | SIEMENS | PB | 1993 | Ciracas
KPK50P | KPK50P-C1-2016-W21 | SCHNEIDER | PB | 2016 | Bandengan
KPK50P | KPK50P-C1-W22-6-0010 | SCHNEIDER | LBS | 2016 | Bandengan
KPK50P | KPK50P-C1-W18-2-0045 | SCHNEIDER | LBS | 2016 | Bandengan
DT110 | DT110 | SCHENEIDER | LBS-1 |  | Lenteng Agung
DT110 | DT110 | SCHENEIDER | LBS-2 |  | Lenteng Agung
DT110 | DT110 | SCHENEIDER | CBOG-1 |  | Lenteng Agung
KDR262 | 0169.16.214 | EGA | PB | 2016 | Cengkareng
KDR262 | 0292.16.212 | EGA | LBS | 2016 | Cengkareng
KDR262 | 0280.16.212 | EGA | LBS | 2016 | Cengkareng
KDR262 | 0905.16.213 | EGA | LBS | 2016 | Cengkareng
CGR46 | IDABB419010091 | ABB | PB-1 |  | Lenteng Agung
GNS26 | GNS26-02 | EGA | LBS 2 |  | Bandengan
GNS26 | GNS26-03 | EGA | CBOM |  | Bandengan
DT113 | 0447.17.212 | EGA | LBS-2 |  | Lenteng Agung
K234 | CI-2017-W03-1-0041 | SCHNEIDER | PB | 2017 | Jatinegara
GD350 | T73005022687.0028 | SIEMENS | LBS | 2017 | Ciracas
TG132A | - | MG SM6 | PB | 2017 | Cengkareng
CK26 | 0448.17.216 | EGA | PGC | 2017 | Marunda
RG202 | RG 202 | EGA | PB-1 |  | Lenteng Agung
E56D | CI.2017.W07.5.0039 | SCHNEIDER SM6 | LBS |  | Ciracas
DT16 | 0854.17.216 | EGA | CBOM | 2017 | Jatinegara
GD256P | T.73005032314.0007 | SIEMENS | LBS |  | Ciracas
JGK25 | JGK25 | EGA | LBS-1 |  | Lenteng Agung
B430 | B 430-05 | SCHNEIDER SM6 | ACO/SACO |  | Bandengan
KN222P | W23-3-0023 | SCHNEIDER | PMT | 2015 | Menteng
D357 | CI-2015-W21-5-0017 | SCHNEIDER | PMT | 2015 | Menteng
DT10 | CI-2015-W34-4-0001 | SCHNEIDER | CBOG MOTORIZE | 2015 | Jatinegara
CGR37 | C1-2015-W20-6-0040 | SCHNEIDER | PB-1 |  | Lenteng Agung
CKG144 | 0205-15-213 | EGA | LBS | 2015 | Cengkareng
TP114P | C1-2015-W21.2-0014 | SCHNEIDER SM6 | PMT KONVENS | 2015 | Cempaka Putih
TP114P | C1-2015-W20.2-0041 | SCHNEIDER SM6 | PMT MOTORIZE | 2015 | Cempaka Putih
CKG147 | 0025-15-212 | EGA | LBS MOT | 2015 | Cengkareng
CKG147 | 0204-15-213 | EGA | LBS | 2015 | Cengkareng
E411 | E411_1505363 | EGA | LBS | 2015 | Kramat Jati
E411 | E411_15041193 | EGA | LBS (MOTORIZE) | 2015 | Kramat Jati
KJ369 | 0444.15.0018 | SCHNEIDER | LBS MOTORIZED | 2015 | Kebon Jeruk
CB128 | C1-2015-W20-4-0024 | SCHNEIDER | LBS | 2015 | Ciracas
CP483 | 0545.15.213 | EGA | LBS MOTORIZE | 2015 | Ciputat
CP483 | C1.2015.W41.0003 | SCHENEIDER | CBOM/CBOG | 2015 | Ciputat
GH0131 | - | - | LBS |  | Bandengan
TT59P | 0824-15-209 | EGA | PMT | 2015 | Menteng
TT59P | 0824-15-209 | EGA | PMT | 2015 | Menteng
TT59P | 0400-15-211 | EGA | PB | 2015 | Menteng
JR187 | C1-2015-W37-4-0037 | SCHNEIDER | LBS | 2015 | Pondok Gede
GD171 | 0467.15.213 | EGA | LBS | 2015 | Ciracas
CP227 | - | SCHNEIDER | LBS |  | Ciputat
CP227 | - | SCHNEIDER | LBS CBO |  | Ciputat
KN223 | CL.2015.W26.3.0039 | EGA | PMT | 2015 | Menteng
KN223 | CL.2015.W33.3.0029 | EGA | CBOM | 2015 | Menteng
KJ371 | C1-2015-W32-0041 | SCHNEIDER | PGC | 2015 | Kebon Jeruk
GD307 | T73005442627-0036 | SIEMENS | PGC | 2017 | Ciracas
BC129 | 0361-15-214 | EGA | PB2 | 2015 | Cengkareng
KM97 | 0499-15213 | EGA | LBS | 2015 | Jatinegara
DB107P | DB 107P-02 | SCHNEIDER | LBS 2 | 2015 | Bandengan
DB108G | DB 108G | SCHNEIDER | LBS 1 | 2015 | Bandengan
KB75 | 0 | FLUOKIT M | PMT |  | Bulungan
K183B | CI-2015-W33-4-0039 | SCHNEIDER | PB TRAFO | 2015 | Jatinegara
TB71 | 0422-15-213 | EGA | LBS | 2015 | Jatinegara
TB65 | 0169-15-214 | EGA | LBS | 2015 | Jatinegara
CN108 | 0536.15.213 | EGA | LBS MOTORIZE | 2015 | Ciputat
E407 | E407_1311635 | EGA | LBS (MOTORIZE) | 2014 | Kramat Jati
B203 | B 203-01 | EGA | LBS MOTORIZE | 2017 | Bandengan
B203 | B 203-03 | EGA | PB 1 | 2017 | Bandengan
A64 | A 64-06 | SCHNEIDER SM6 | LBS MOTORIZE | 2017 | Bandengan
A64 | A 64-07 | SCHNEIDER SM6 | LBS MOTORIZE | 2017 | Bandengan
A64 | A 64-08 | EGA | LBS MOTORIZE | 2017 | Bandengan
A64 | A 64-09 | EGA | LBS MOTORIZE | 2017 | Bandengan
A64 | A 64-10 | EGA | CBOM | 2017 | Bandengan
T47A | T47A | EGA | PB |  | Menteng
T47B | T47B | SCHNEIDER | PMT |  | Menteng
T47B | T47B | SCHNEIDER | PMT |  | Menteng
AB6A | AB 6A-01 | EGA | LBS MANUAL | 2017 | Bandengan
AB6A | AB 6A-02 | EGA | LBS MOTORIZE | 2017 | Bandengan
TG33N | TG 33N-01 | EGA | LBS MOTORIZE | 2017 | Bandengan
TG33N | TG 33N-04 | EGA | PB 2 | 2017 | Bandengan
KJ378 | 2016.W05-2-0030 | SCHNEIDER | PB TRAFO | 2016 | Kebon Jeruk
DK109 | - | SCHNEIDER | PGC |  | Cengkareng
BT356 | CI-2016-W05-4-0006 | SCHNEIDER | LBS | 2016 | Bintaro
BT356 | CI-2016-W37-5-0007 | SCHNEIDER | LBS | 2016 | Bintaro
BT356 | CI-2015-W44-2-0041 | SCHNEIDER | CBOG | 2015 | Bintaro
BT364 | CI-2016-W06-2-0032 | SCHNEIDER | LBS | 2016 | Bintaro
BT364 | CI-2016-W33-2-0039 | SCHNEIDER | LBS | 2016 | Bintaro
BT364 | CI-2016-W52-3-0003 | SCHNEIDER | CBOG | 2016 | Bintaro
KDR255 | - | SCHNEIDER | PB | 2016 | Cengkareng
T403 | CI.2015-W41-4-0044 | EGA | LBS MOTORIZE | 2018 | Menteng
T403 | CI-2015-W44-2-0034 | SCHNEIDER | LBS MOTORIZE | 2018 | Menteng
T403 | CI.2015-W42-3-0015 | SCHNEIDER | CBOM |  | Menteng
T404 | 0159.15.212 | EGA | PMT | 2015 | Menteng
T404 | 0433.15.213 | EGA | PMT | 2015 | Menteng
RG190 | 0447.15.214 | AIS EGA | LBS-1 |  | Lenteng Agung
RG190 | 0603.15.212 | EGA MR | LBS-2 |  | Lenteng Agung
CKG149 | 0262-15-214 | EGA | PB | 2015 | Cengkareng
MK473 | 1827-MK473-PB | FLUOKIT.M24 | PB |  | Bandengan
CK225 | - | SCHNEIDER SM6 | LBS |  | Marunda
CK225 | - | SCHNEIDER SM6 | LBS |  | Marunda
CK225 | - | SCHNEIDER SM6 | PB |  | Marunda
BT349 | C12016-W02-1-0005 | SCHNEIDER | CBOG | 2016 | Bintaro
CD351 | CI-2016-W02-3-0009 | SCHNEIDER | LBS | 2016 | Bintaro
KD150 | CI-2016-W08-1-0034 | SCHNEIDER | CBOM | 2016 | Jatinegara
DK70 | DK 70 PB2 | EGA | PB TRAFO |  | Kebon Jeruk
MK493 | MK493-LBS1 | EGA | LBS | 2016 | Bandengan
MK493 | MK493-LBS2 | EGA | LBS | 2016 | Bandengan
GNS20 | GNS20-C1-2016-W19-4-0006 | SCHNEIDER | LBS | 2016 | Bandengan
GNS20 | GNS20-C1-W22-5-0014 | SCHNEIDER | LBS | 2016 | Bandengan
CKG156 | 0479-16-212 | EGA | LBS | 2016 | Cengkareng
KDR264 | - | EGA | LBS MOT | 2016 | Cengkareng
E63 | 35816212 | EGA | LBS | 2016 | Pondok Kopi
E63 | 34216212 | EGA | LBS | 2016 | Pondok Kopi
E63 | 0240.16.214 | EGA | PB | 2016 | Pondok Kopi
PL223 | 2016W2310035 | SCHNEIDER | CBOM | 2016 | Pondok Kopi
PB56 | T73005052683-0302 | SIEMENS | LBS | 2017 | Pondok Kopi
KDR263 | 0908-16-213 | EGA | LBS | 2016 | Cengkareng
KDR263 | 0289-16-212 | EGA | LBS | 2016 | Cengkareng
KDR263 | - | SCHNEIDER | PB |  | Cengkareng
KDR263 | - | SCHINEIDER | PB |  | Cengkareng
JGK19 | C1-2016-W32-2-0023 | SCHENEIDER | LBS-1 |  | Lenteng Agung
JGK19 | C1-2016-W34-1-0049 | SCHENEIDER | LBS-2 |  | Lenteng Agung
JGK19 | C1-2016-W33-5-0017 | SCHENEIDER | PB-1 |  | Lenteng Agung
DT109 | C1-2016-W34-1-0026 | SCHENEIDER | LBS-1 |  | Lenteng Agung
DT109 | C1-2016-W32-3-0002 | SCHENEIDER | LBS-2 |  | Lenteng Agung
PL241 | CL-2015-W33-5-0037 | SCHNEIDER | CBOM | 2015 | Pondok Kopi
AB34BIS | AB 34BIS-02 | SCHNEIDER | LBS MANUAL | 2015 | Bandengan
AB34BIS | AB 34BIS-03 | SCHNEIDER | PB | 2015 | Bandengan
A139 | A 139-02 | SCHNEIDER SM6 | LBS MANUAL | 2017 | Bandengan
AB136 | AB 136-01 | SCHNEIDER SM6 | LBS 1 MOTORIZE |  | Bandengan
AB136 | AB 136-02 | SCHNEIDER SM6 | CBO MOTORIZE |  | Bandengan
AB136 | AB 136-03 | EGA MOTORIZE | LBS 3 MOTORIZE |  | Bandengan
AB161 | AB 161-03 | ABB UNISWITCH SDC | PB |  | Bandengan
GH0230 | GH230.1.44820029 | SCHNEIDER | LBS | 2016 | Kramat Jati
DB64 | DB 64-02 | SCHNEIDER SM6 | LBS MANUAL | 2017 | Bandengan
DB64 | DB 64-03 | EGA | PB | 2017 | Bandengan
KP59 | 12.707 | ABB UNISWITCH | LBS | 2012 | Marunda
GD322 | SB.2011.W21.6.0010 | SCHNEIDER SM6 | LBS | 2011 | Ciracas
GD322 | SB.2011.W17.6.0078 | SCHENEIDER RM6 | PB | 2011 | Ciracas
T387 | CI-2014-W49-2-0022 | SCHNEIDER | PMT | 2014 | Menteng
GD95 | 1332.18.214 | EGA | PB |  | Ciracas
CP458 | 0199-15-209 | EGA | LBS | 2015 | Ciputat
D354P | 20150029 | EGA | PMT | 2014 | Menteng
CK36B | 285 | KIT 27,3 | PB TRAFO |  | Marunda
PL211 | CI-2015-W25-3-0043 | SCHNEIDER | LBS | 2015 | Pondok Kopi
PL70 | 95272972 | MERLIN GERIN SM6 | LBS |  | Pondok Kopi
GD238 | CV.06-5145/011 | SIEMENS | LBS | 1993 | Ciracas
GD277P | - | MERLIN GERIN RM6 | LBS |  | Ciracas
JR182 | 0138.15.211 | EGA | PB | 2015 | Pondok Gede
GD342 | 500411660/9021-14 | ABB SAFEPLUS | PB | 2011 | Ciracas
KDR210 | 01959-15-201 | EGA | PB TRAFO | 2015 | Cengkareng
BDU11 | BDU 11-072414209/2014 | EGA | LBS1 |  | Bandengan
CKG134 | C1-2014-W46-3-0005 | SCHNEIDER | PGC | 2014 | Cengkareng
MK270 | 69 | KIT 27,3 | PT | 1989 | Cengkareng
MK270 | 10 | FLUOKIT M | PGDB | 1989 | Cengkareng
CP464 | 0299-15-209 | SCHENEIDER | LBS MOTORIZE | 2015 | Ciputat
KM90 | EGA0208.15.209 | EGA | LBS | 2015 | Jatinegara
KM90 | EGA0227.15.209 | EGA | LBS | 2015 | Jatinegara
GD378 | 13.0244 | ABB UNISWITCH | PB | 2013 | Ciracas
BDA25 | 1537.17.212 | EGA | LBS | 2017 | Cengkareng
GD137 | 1926.13.BL | EGA | LBS |  | Ciracas
BDS11G | BDS 11G-0377-05-209 | EGA | LBS 1 | 2015 | Bandengan
CKG141 | 0126-15-211 | EGA | PB | 2015 | Cengkareng
PK297 | 15.209 | EGA | LBS MOTORIZE | 2015 | Tanjung Priok
BK192 | 0429.45.209 | EGA | LBS | 2015 | Marunda
MN43 | CI-2015-W21-3-0047 / MN43 | SCHNEIDER SM6 | PB | 2015 | Pondok Gede
MK354 | MK 354-5 | MERLIN GERIN SM6 | B1 |  | Bandengan
TB12 | 1501.13.BL/2013 | EGA | LBS MOTORISE | 2013 | Jatinegara
TB78 | 385.12.BL/2012 | EGA | LBS MOTORISE | 2012 | Jatinegara
K31 | CI-2018-W13-3-0008 | SCHNEIDER | LBS | 2018 | Jatinegara
K31 | CI-2018-W12-5-0040 | SCHNEIDER | PB | 2018 | Jatinegara
DT24 | CI-2018-W14-6-0027 | SCHNEIDER | ACO | 2018 | Jatinegara
PM178 | CI-2018-W12-3-0014 | SCHNEIDER | PB | 2018 | Jatinegara
KG235 | - | SCHNEIDER | LBS | 2017 | Marunda
KG235 | - | SCHNEIDER | LBS | 2017 | Marunda
KG235 | - | SCHNEIDER | LBS | 2017 | Marunda
KG235 | - | SCHNEIDER | PGC | 2017 | Marunda
CN129 | C1-2016-1020-4-0046 | SCHNEIDER | LBS MOTORIZE | 2016 | Ciputat
CN129 | C1-2015-W37-3-0029 | SCHNEIDER | LBS | 2015 | Ciputat
CN129 | C1-2015-3-0010 | SCHNEIDER | CBO | 2015 | Ciputat
JGK25 | JGK25 | SCHNEIDER MR | LBS-2 |  | Lenteng Agung
B203A | B 203A-04 | EGA | PB | 2017 | Bandengan
GD118 | 1501.17.213 | EGA | LBS |  | Ciracas
AB91 | AB 91-03 | EGA | PB 1 | 2017 | Bandengan
T418 | T418 | EGA | PGC |  | Menteng
TD194 | T73005555599-0008 | SIEMENS | LBS MOTORIZE | 2018 | Ciputat
CP383 | 501670294/1011-017 | ABB SAFEPLUS | LBS | 2016 | Ciputat
GD129 | T73005442541-0025 | SIEMENS | LBS | 2017 | Ciracas
GD135 | T73005442627.0041 | SIEMENS | LBS | 2017 | Ciracas
KM54 | CI-2017-W52-3-0008 | SCHNEIDER | LBS MANUAL | 2017 | Jatinegara
K31 | CI-2017-W41-4-0006 | SCHNEIDER | LBS | 2017 | Jatinegara
DT24 | 2400.17.213 | EGA | LBS | 2017 | Jatinegara
PM178 | CI-2017-W37-1-0006 | SCHNEIDER | LBS MOTORIZE | 2017 | Jatinegara
CP36 | 1657.17.214 | EGA | PB | 2017 | Ciputat
JGK27 | 0270-18-214/ TH 2018 | EGA | PB-1 |  | Lenteng Agung
JGK28 | C1-2018-W13.3.0018/2018 | SCHENEIDER | LBS-1 |  | Lenteng Agung
PM356 | C1-2018-W09.1.0022/2017 | SCHNEIDER MR | LBS-2 |  | Lenteng Agung
PM356 | PM356 | SCHNEIDER | PB-1 |  | Lenteng Agung
CB90 | CI.2018.W15.3.0001 | SCHNEIDER SM6 | LBS |  | Ciracas
KP2 | 1425.17.213 | EGA | LBS | 2017 | Marunda
KP2 | CI-2017-W31-2-0041 | SCHNEIDER SM6 | PB TRAFO | 2017 | Marunda
AB91 | AB 91-04 | EGA | PB 2 | 2017 | Bandengan
B182 | B 182-02 | EGA | LBS MANUAL | 2017 | Bandengan
B182 | B 182-03 | SCHNEIDER SM6 | PB 1 | 2017 | Bandengan
B182 | B 182-04 | SCHNEIDER SM6 | PB 2 | 2017 | Bandengan
S155 | 3219-17-213 | EGA | PMT | 2018 | Menteng
S155 | 3568-17-213 | EGA | PMT | 2018 | Menteng
B261 | B 261-03 | EGA | PB | 2017 | Bandengan
MK360 | SM9605041 | MERLIN GERLIN | LBS |  | Bandengan
MK360 | SM9605053 | MERLIN GERLIN | LBS |  | Bandengan
MK360 | MK 360-03 | ABB UNISWITCH SDC | PB |  | Bandengan
MK360 | MK 360-04 | EGA | CBOM |  | Bandengan
B194 | B 194-01 | SCHNEIDER RM6 | LBS MANUAL |  | Bandengan
B194 | B 194-02 | SCHNEIDER RM6 | LBS MANUAL |  | Bandengan
B194 | B 194-03 | SCHNEIDER RM6 | PB |  | Bandengan
A46 | A 46-01 | EGA | LBS MANUAL | 2017 | Bandengan
A46 | A 46-02 | EGA | LBS MANUAL | 2017 | Bandengan
AB4C | AB 4C-01 | SCHNEIDER SM6 | LBS MANUAL |  | Bandengan
AB4C | AB 4C-02 | SCHNEIDER SM6 | LBS MANUAL |  | Bandengan
AB4C | AB 4C-03 | SCHNEIDER SM6 | PB |  | Bandengan
AB209 | AB 209-01 | SCHNEIDER RM6 | LBS MANUAL | 2010 | Bandengan
AB209 | AB 209-02 | SCHNEIDER RM6 | LBS MANUAL | 2010 | Bandengan
AB209 | AB 209-03 | SCHNEIDER RM6 | PB | 2010 | Bandengan
AB54 | AB 54-01 | MG VERCORS | LBS MANUAL |  | Bandengan
AB54 | AB 54-02 | MG VERCORS | LBS MANUAL |  | Bandengan
AB54 | AB 54-03 | MG VERCORS | PB 1 |  | Bandengan
AB54 | AB 54-04 | MG VERCORS | PB 2 |  | Bandengan
AB137 | AB 137-01 | EGA | LBS MOTORIZE | 2017 | Bandengan
AB137 | AB 137-02 | EGA | LBS MOTORIZE | 2017 | Bandengan
AB137 | AB 137-03 | EGA | CBOM | 2017 | Bandengan
KG107 | 0286.16.214 | EGA | PB |  | Marunda
CK66 | 1460.17.212 | EGA | LBS | 2017 | Marunda
CK66 | 3820036 | SCHNEIDER | LBS | 2017 | Marunda
CK66 | 1435.17.214 | EGA | PB 1 | 2017 | Marunda
CK66 | 1385.17.214 | EGA | PB 2 | 2017 | Marunda
CK68 | 1705805 | EGA | LBS | 2017 | Marunda
BK156 | 1707903 | EGA | LBS | 2017 | Marunda
CK68 | 1710141 | EGA | PB 1 | 2017 | Marunda
PL247 | 86 | SIEMENS | LBS | 2017 | Pondok Kopi
PL247 | 130 | SIEMENS | LBS | 2017 | Pondok Kopi
PL247 | 285 | SIEMENS | PB | 2017 | Pondok Kopi
PMDD | 0733049SF | MERLIN GERLIN | LBS | 2007 | Pondok Kopi
PMDD | 0733049SF | MERLIN GERLIN | LBS | 2007 | Pondok Kopi
PMDD | 0733049SF | MERLIN GERLIN | PB | 2007 | Pondok Kopi
DTK | 3357.17.213 | EGA | LBS | 2017 | Pondok Kopi
PL3 | 450 | UNINDO | LBS | 2001 | Pondok Kopi
PL3 | 1916 | UNINDO | PB | 2001 | Pondok Kopi
PL68 | 1759.17.213 | EGA | LBS | 2017 | Pondok Kopi
PL68 | S9504223 | MERLIN GERLIN | PB |  | Pondok Kopi
AB170 | AB 170_PB | SCHNEIDER | PB TRAFO |  | Bandengan
KD3 | 715 | UNINDO | PB | 2002 | Pondok Kopi
KD45 | 9506329L | MERLIN GERLIN | LBS |  | Pondok Kopi
PL14 | 502488616/1001-013 | ABB safeplus | LBS | 2019 | Pondok Kopi
PL53 | 22.514 | GAE | PB | 2010 | Pondok Kopi
KM34 | CI-2019-W28-3-1405 | SCHNEIDER RM6 | LBS MANUAL | 2019 | Jatinegara
E432 | CI-2017-W37-4-0004 E432 | SCHNEIDER | LBS (MOTORIZE) | 2017 | Kramat Jati
E432 | 2251.17.213 E432 | EGA | LBS (MOTORIZE) | 2017 | Kramat Jati
PL241 | T73005052683-0091 | SIEMENS | LBS | 2017 | Pondok Kopi
AB153 | AB 153-01 | SCHNEIDER SM6 | CBO RC | 2017 | Bandengan
AB153 | AB 153-02 | SCHNEIDER SM6 | LBS MANUAL | 2010 | Bandengan
AB153 | AB 153-03 | SCHNEIDER SM6 | PB | 2010 | Bandengan
AB161 | AB 161-01 | FLOUKIT-M | LBS MANUAL |  | Bandengan
AB161 | AB 161-02 | FLOUKIT-M | LBS MANUAL |  | Bandengan
AB161 | AB 161-04 | SCHNEIDER DM1 | CBOM |  | Bandengan
AB161 | AB 161-06 | FLOUKIT-M | PGDB |  | Bandengan
AB161 | AB 161-07 | FLOUKIT-M | B1 |  | Bandengan
AB161 | AB 161-08 | FLOUKIT-M | B2 |  | Bandengan
AB164 | AB 164-01 | EGA | LBS MOTORIZE | 2017 | Bandengan
AB164 | AB 164-02 | SCHNEIDER SM6 | LBS MANUAL | 2010 | Bandengan
AB164 | AB 164-03 | SCHNEIDER SM6 | PB 1 | 2010 | Bandengan
AB164 | AB 164-04 | SCHNEIDER SM6 | PB 2 | 2010 | Bandengan
AB165 | AB 165-01 | EGA | LBS MOTORIZE | 2017 | Bandengan
AB165 | AB 165-02 | MERLIN GERIN | LBS MANUAL | 2010 | Bandengan
AB165 | AB 165-03 | MERLIN GERIN | PB | 2010 | Bandengan
AB165 | AB 165-04 | MERLIN GERIN | PT | 2010 | Bandengan
GH0230 | GH230.9.077915209 | EGA | LBS | 2015 | Kramat Jati
TD28A | T73005555599-0137 | SIEMENS | LBS | 2017 | Ciputat
TD28A | T730058555599-0021 | SIEMENS | PB | 2017 | Ciputat
CP51 | 1605.17.213 | EGA | LBS MOTORIZE | 2017 | Ciputat
CP51 | 1472.17.212 | EGA | LBS | 2017 | Ciputat
CP51 | 1632.17.214 | EGA | PB | 2017 | Ciputat
CP49 | 2807.17.213 | EGA | LBS MOTORIZE | 2017 | Ciputat
CP49 | 1686.17.211 | EGA | LBS | 2017 | Ciputat
TD138E | T73005555599-0001 | SIEMENS | LBS | 2018 | Ciputat
K41 | CI-2018-W15-1-0054 | SCHNEIDER | LBS | 2018 | Jatinegara
K41 | 1790.13.BF | EGA | PB | 2013 | Jatinegara
AB288 | AB288_LBS GI | EGA | LBS |  | Bandengan
AB288 | AB288_GH 43 | SCHNEIDER | LBS |  | Bandengan
AB289 | AB289_GH 43 | EGA | LBS |  | Bandengan
AB289 | AB289_GH 43_ACO | SCHNEIDER | LBS |  | Bandengan
AB291 | AB291_GH WISMA ATLET | SCHNEIDER | LBS |  | Bandengan
CB17 | W53.1.0008 | SCHNEIDER | LBS | 2017 | Pondok Gede
CB17 | W08.4.0016 | SCHNEIDER | LBS | 2017 | Pondok Gede
CB42P | T73005052183 | SIEMENS | LBS | 2017 | Pondok Gede
E136 | 1675.17.234 | EGA | LBS |  | Ciracas
E136 | 1445.17.214 | EGA | PB |  | Ciracas
RG29 | RG29 | ABB | PB-1 |  | Lenteng Agung
RG29 | RG29 | ABB | LBS-2 |  | Lenteng Agung
KN220 | 0 | SCHNEIDER | PGC |  | Menteng
CP38A | 1491.17.212 | EGA | LBS | 2017 | Ciputat
CP38A | 1650.17.214 | EGA | PB | 2017 | Ciputat
MB115 | CI.2017.W43.2.0039 | SCHNEIDER SM6 | LBS MOTORIZED |  | Bandengan
MB115 | SM117022CI | MERLIN GERIN SM 6 | CBO |  | Bandengan
CP446 | CI-2018-W03-1-0050 | SCHNEIDER | PB | 2018 | Ciputat
PB24 | R 00 19 127 SF | MERLIN GERLIN | PB | NULL | Pondok Kopi
PB22 | 1505303 | EGA | LBS | 2015 | Pondok Kopi
PB22 | SM0401866 | SM6 | PB |  | Pondok Kopi
PB22 | SM9605124 | FLUKIT M | CBOM |  | Pondok Kopi
PB22 | C1-2015-0041-5-0002 | SM6 | CBOM | 2015 | Pondok Kopi
PB8 | ...... | ABB SAFEPLUS | LBS |  | Pondok Kopi
PB8 | .... | ABB SAFEPLUS | LBS |  | Pondok Kopi
PB8 | .... | ABB SAFEPLUS | PB |  | Pondok Kopi
PB9 | .... | SIEMENS COMPACT | LBS |  | Pondok Kopi
PB12 | .... | F N G | LBS |  | Pondok Kopi
PB12 | ... | F N G | PB |  | Pondok Kopi
PG224 | .... | SM6 | LBS |  | Pondok Kopi
PG224 | .... | SM6 | LBS |  | Pondok Kopi
PGL9 | .... | GAE | CBOM |  | Pondok Kopi
PG68 | ... | EGA | LBS |  | Pondok Kopi
AB62 | AB 62-01 | EGA | LBS MOTORIZE | 2017 | Bandengan
B236 | B 236-01 | SCHNEIDER SM6 | LBS MANUAL | 2017 | Bandengan
DK196 | 0784-17214 | EGA | PB2 | 2017 | Cengkareng
T424 | 2603.17.213 | EGA | LBS MOT | 2018 | Menteng
GH0230 | GH230.3.44820055 | SCHNEIDER | LBS | 2016 | Kramat Jati
GH0230 | GH230.7.088317212 | EGA | LBS | 2016 | Kramat Jati
GH0230 | GH230.8.078715209 | EGA | LBS | 2015 | Kramat Jati
GH0504 | GH504.1.148216213 | EGA | LBS | 2016 | Kramat Jati
GH0504 | GH504.088716213 | EGA | LBS | 2016 | Kramat Jati
GH0504 | GH504.3.093216213 | EGA | LBS | 2016 | Kramat Jati
GH0046 | GH46.4.027017213 | EGA | LBS | 2017 | Kramat Jati
GH0046 | GH46.5.010017213 | EGA | LBS | 2017 | Kramat Jati
GH0046 | GH46.6.011117213 | EGA | LBS | 2017 | Kramat Jati
GH0046 | GH46.11.009117213 | EGA | LBS | 2017 | Kramat Jati
PK285 | CI-2018-W02-5-0031 | SCHNEIDER | LBS |  | Tanjung Priok
JS248 | 3770.17.213 | EGA | LBS | 2017 | Pondok Gede
TD195 | 1454.17.212 | EGA | LBS | 2017 | Ciputat
TD195 | 1668.17.214 | EGA | PB | 2017 | Ciputat
GD129 | T73005442624-0012 | SIEMENS | PB | 2017 | Ciracas
GD52A | T73005442627.0031 | SIEMENS | LBS | 2017 | Ciracas
CD404 | CI-1017-W44-2-0021 | SCHNEIDER | LBS | 2018 | Bintaro
E312 | 0022.21.234 | EGA | PGC | 2021 | Ciracas
PK285 | CI2017W2140012 | SCHNEIDER | ACO |  | Tanjung Priok
PK141 | 0866.17.216 | EGA | CBOM | 2017 | Tanjung Priok
CN130 | 73005442624-0028 | SIEMENS | LBS | 2017 | Ciputat
CN130 | 73005442624-0116 | SIEMENS | LBS MOTORIZE | 2017 | Ciputat
PM31 | 2295.17.213 | EGA | LBS MOTORIZE | 2017 | Jatinegara
PM31 | 1304.17.214 | EGA | PB TRAFO | 2017 | Jatinegara
E53 | E53 | ORMAZABAL | LBS | 2002 | Kramat Jati
KS55 | W28-2-01 | Schneider | LBS | 2019 | Menteng
PML3 | CL.2018,W03.4.0028 | SCHNEIDER | PB | 2018 | Ciputat
CP142 | 1627.17.214 | EGA | PB | 2017 | Ciputat
T412 | T412 | EGA | PB | 2017 | Menteng
CP62 | T73005555599-0127 | SIEMENS | LBS | 2018 | Ciputat
TD28 | 1606.17.213 | EGA | LBS | 2017 | Ciputat
CP38B | 2822.17.213 | EGA | LBS MOTORIZE | 2017 | Ciputat
CP49 | 1602.17.214 | EGA | PB | 2017 | Ciputat
TD138E | T73005555599-0122 | SIEMENS | LBS MOTORIZE | 2018 | Ciputat
TD138E | T73005555599-0072 | SIEMENS | PB | 2018 | Ciputat
K41 | CI-2017-W42-5-0014 | SCHNEIDER | LBS | 2017 | Jatinegara
AB291 | AB291_KOPEL A-B | SCHNEIDER | LBS |  | Bandengan
AB291 | AB291_KOPEL B-A | SCHNEIDER | LBS |  | Bandengan
PML7 | T.73005555599.0128 | SIEMENS | LBS MOTORIZE | 2017 | Ciputat
PML7 | T.73005555599.0124 | SIEMENS | LBS | 2017 | Ciputat
PML7 | T.73005555599.0093 | SIEMENS | PB | 2017 | Ciputat
CB17 | W04.4.0016 | SCHNEIDER | PB | 2017 | Pondok Gede
CB42P | T73005065334 | SIEMENS | PB | 2017 | Pondok Gede
CB42P | T73005032314 | SIEMENS | LBS | 2017 | Pondok Gede
AB34C | AB34C-02 | EGA | LBS |  | Bandengan
RG29 | RG29 | ABB | LBS-1 |  | Lenteng Agung
PG136 | 0284.17.213 | EGA | LBS | 2017 | Pondok Kopi
PG214 | ... | SM6 | LBS |  | Pondok Kopi
PG398 | 11464 | UNINDO | LBS | 2008 | Pondok Kopi
PG238 | 1168.17.212 | EGA | LBS | 2017 | Pondok Kopi
PG238 | 0251.15.214 | EGA | PBTRAFO | 2015 | Pondok Kopi
E299 | T73005553399.0062 | SIEMENS | LBS | 2018 | Ciracas
CK163 | - | MG SM6 | PGC |  | Marunda
KD47C | .... | EGA | LBS |  | Pondok Kopi
KD47C | .... | EGA | LBS |  | Pondok Kopi
E139 | 0249.21.213 | EGA | LBS | 2021 | Pondok Kopi
PG245 | 8805 | UNINDO | LBS | 2003 | Pondok Kopi
PG245 | 8826 | UNINDO | PB | 2003 | Pondok Kopi
K175 | K175 | SCHNEIDER | LBS |  | Menteng
K175 | K175 | SCHNEIDER | LBS |  | Menteng
CN2 | 1648.17.212 | EGA | LBS | 2017 | Ciputat
CN2 | 1667.17.214 | EGA | PB | 2017 | Ciputat
CN2 | 1653.17.214 | EGA | PB | 2017 | Ciputat
TD9 | 176098 | SCHNEIDER | PB | 2017 | Ciputat
KD14 | ... | SCHNEIDER SM6 | LBS |  | Pondok Kopi
PG126 | .... | SM6 | LBS |  | Pondok Kopi
PG126 | ... | SM6 | CBOM |  | Pondok Kopi
PB65 | 0239.18.214 | EGA | PB | 2018 | Pondok Kopi
PG166 | ... | SM6 | CBOM |  | Pondok Kopi
PG159 | .... | ACO SM6 | LBS |  | Pondok Kopi
PG261 | 130103 | ABB | LBS | 2013 | Pondok Kopi
E149S | CI-2015-W19-4-0038 | SCHNEIDER | LBS | 2015 | Pondok Kopi
E149S | CI-2015-W31-3-0010 | SCHNEIDER | LBS | 2015 | Pondok Kopi
E391 | E386-W3720046 | SCHNEIDER | LBS (MOTORIZE) | 2017 | Kramat Jati
E393 | E393-W3750033 | SCHNEIDER | LBS (MOTORIZE) | 2017 | Kramat Jati
E393 | E393-E4030098 | SCHNEIDER | LBS (MOTORIZE) | 2017 | Kramat Jati
E276 | E276 | SCHNEIDER | LBS | 2019 | Kramat Jati
PM57L | PM57L-038618214 | EGA | PB | 2018 | Kramat Jati
PM57L | PM57L-028418214 | EGA | PB | 2018 | Kramat Jati
GD419 | 0052.17.213 | EGA | LBS | 2017 | Ciracas
E429 | E429-009517213 | EGA | LBS (MOTORIZE) | 2017 | Kramat Jati
BK246 | T.73005442624-0091 | SIEMENS | PB | 2017 | Marunda
D379 | 5798512 | EGA | PMT |  | Menteng
D379 | 5215354 | EGA | PB |  | Menteng
TD209 | 2514.17.213 | EGA | PB | 2017 | Ciputat
TD138A | 199617.214 | EGA | PB | 2017 | Ciputat
CP154 | 1412.17.214 | EGA | PB | 2017 | Ciputat
CP133 | 2352.17.213 | EGA | LBS MOTORIZE | 2017 | Ciputat
CP133 | 1446.17.214 | EGA | PB | 2017 | Ciputat
BK162 | 1423.17.213 | EGA | LBS | 2017 | Marunda
KG92 | W36.17.213 | SCHNEIDER SM6 | PB | 2017 | Marunda
RG129P | RG 129P | EGA | PB-1 |  | Lenteng Agung
CP139B | 1376.17.214 | EGA | PB 1 | 2017 | Ciputat
RG106P | RG 106 | SCHNEIDER | LBS-1 |  | Lenteng Agung
KPK58P | KPK 58P-03 | SCHNEIDER SM6 | PB | 2017 | Bandengan
GD32A | 1446.17.214 | EGA | PB |  | Ciracas
JR83 | 13.0237 | ABB UNISWITCH | PB |  | Ciracas
RG39 | RG 39 | EGA | PB-1 |  | Lenteng Agung
DT120 | 2453.17.213 | EGA MR | LBS-1 |  | Lenteng Agung
DT120 | CI-2018-W23-3-0003 | SCHENEIDER | CBOG-1 |  | Lenteng Agung
PK303 | 2016CSF61027 | COMPAC | PB TRAFO | 2017 | Tanjung Priok
MG63 | D363 | SCHNEIDER | PMT |  | Menteng
MG63 | D363 | SCHNEIDER | PMT |  | Menteng
D363 | D363 | SCHNEIDER | PMT |  | Menteng
KPK53 | 68 | SIEMENS | LBS 1 |  | Bandengan
T425 | 7896923EN-CI-2017-W44-1-0 | SCHNEIDER | LBS MOTORIZE | 2017 | Menteng
T425 | CI.2018-W03.4.0020 | SCHNEIDER | PB-1 | 2018 | Menteng
T425 | CI.2018-W03.1.0019 | SCHNEIDER | PB-2 | 2018 | Menteng
CP420 | 2792.17.213 | EGA | LBS MOTORIZE | 2017 | Ciputat
TD37B | 2842.17.213 | EGA | LBS MOTORIZE | 2017 | Ciputat
CP414 | 2691.17.213 | EGA | LBS MOTORIZE | 2017 | Ciputat
TD44N | EGA-2735.17.21 | EGA | LBS MOTORIZE | 2017 | Ciputat
CP93 | 276517.213 | EGA | LBS MOTORIZE | 2017 | Ciputat
PG136 | 0421.17.212 | EGA | PB | 2017 | Pondok Kopi
PG214 | .... | SM6 | LBS |  | Pondok Kopi
PG214 | 859873 | SM6 | PB |  | Pondok Kopi
PG214 | 1701933 | EGA | CBOM | 2017 | Pondok Kopi
PG214 | 1008954 | SM6 | CBOM |  | Pondok Kopi
PG383 | 2418-19 | ULUSOY | LBS | 2019 | Pondok Kopi
PG383 | 1856-19 | ULUSOY | LBS | 2019 | Pondok Kopi
PG383 | 2420-19 | ULUSOY | PB | 2019 | Pondok Kopi
PG398 | 11610 | UNINDO | LBS | 2008 | Pondok Kopi
PG398 | SM 0803494 | SCHNEIDER | PB | 2008 | Pondok Kopi
PB21 | S 9501594 | MERLIN GERLIN | LBS | NULL | Pondok Kopi
PB21 | 1802.17.213 | EGA | LBS | 2017 | Pondok Kopi
PB21 | S 9502581 | MERLIN GERLIN | PBTRAFO | NULL | Pondok Kopi
PG125 | ..... | ABB UNISITCH | LBS |  | Pondok Kopi
PG125 | .... | SM6 | LBS |  | Pondok Kopi
PL53 | 21101 | GAE | PB | 2007 | Pondok Kopi
PL100 | C1-2020-W07-4-0023 | SCHEIDER | PB | 2020 | Pondok Kopi
PL100 | 1857-19 | ULUSOY | LBS | 2019 | Pondok Kopi
PL100 | 2432-19 | ULUSOY | LBS | 2019 | Pondok Kopi
PMDC | 3299.17.213 | EGA | LBS | 2017 | Pondok Kopi
PL105 | 2985.17.213 | EGA | LBS | 2017 | Pondok Kopi
AB284 | AB284_LBS1 | ORMAZABAL | LBS |  | Bandengan
AB284 | AB284_LBS2 | ORMAZABAL | LBS |  | Bandengan
AB284 | AB284_PT | ORMAZABAL | PT |  | Bandengan
AB284 | AB284_PGC | ORMAZABAL | PGC |  | Bandengan
PL23 | CI-2016-W15-3-0018 | SCHNEIDER | LBS | 2016 | Pondok Kopi
PL22 | .... | SM6 | PB |  | Pondok Kopi
PL95 | 0394.15.214 | EGA | LBS | 2015 | Pondok Kopi
PG308 | 1102.17.212 | EGA | LBS | 2017 | Pondok Kopi
PL6 | 502488616/2001-012 | Abb | LBS | 2019 | Pondok Kopi
PL6 | 502488616/3001-010 | Abb | PBTRAFO | 2019 | Pondok Kopi
S91 | 123617212 | EGA | PB |  | Menteng
S91 | 250417218 | EGA | LBS |  | Menteng
S91 | 251417213 | EGA | LBS |  | Menteng
PIK47 | 0977.16.216 | EGA | PGDB |  | Bandengan
KM82 | 0023.16.213 | EGA | LBS | 2016 | Jatinegara
GH0423 | - | EGA | LBS MOTORIZE |  | Jatinegara
GH0423 | - | EGA | LBS MOTORIZE |  | Jatinegara
GH0423 | - | EGA | LBS MOTORIZE |  | Jatinegara
GH0423 | - | EGA | LBS MOTORIZE |  | Jatinegara
GH0423 | - | EGA | LBS MOTORIZE |  | Jatinegara
GH0423 | - | EGA | LBS MOTORIZE |  | Jatinegara
BK3 | W21-1-0050 | SCHNEIDER SM6 | LBS |  | Marunda
BK3 | W21-7-0001 | SCHNEIDER SM6 | LBS/CBOM |  | Marunda
BK3 | 17121288 | EGA | PB |  | Marunda
JGK26 | C1-2018-W13.4.0001/2018 | SCHENEIDER | LBS-1 |  | Lenteng Agung
JGK26 | C1-2018-W10.6.0011/2018 | SCHENEIDER | LBS-2 |  | Lenteng Agung
JGK26 | 0451-18-214/2018 | EGA | PB-1 |  | Lenteng Agung
S45 | 30128/158/13/03/E6 | GAE | CBO | 2013 | Menteng
CSBB | 0271.17.213 | EGA | LBS | 2017 | Pondok Kopi
PB55 | 1606233 | EGA | LBS | 2016 | Pondok Kopi
PB55 | W18-3-0009 | SCHNEIDER | CBOM |  | Pondok Kopi
PG159N | 1380252 | SM6 | LBS |  | Pondok Kopi
PG159N | 1380358 | SM6 | PB |  | Pondok Kopi
PG159 | ..... | SM6 | LBS |  | Pondok Kopi
PG159 | ..... | SM6 | LBS |  | Pondok Kopi
PG159 | .... | SM6 | LBS |  | Pondok Kopi
PG159 | ..... | SM6 | LBS |  | Pondok Kopi
PG159 | ... | SM6 | CBOM |  | Pondok Kopi
PG261 | 23543/102/11/01/E6 | GAE | LBS | 2011 | Pondok Kopi
PG261 | 23683/102/11/02/E6 | GAE | PB | 2011 | Pondok Kopi
PK200 | - | ABB SAFEPLUS | LBS |  | Marunda
PK200 | - | ABB SAFEPLUS | LBS |  | Marunda
PM329 | PM 329 | SCHNEIDER | CBOG 2 |  | Lenteng Agung
PM329 | CI-2013-W45-4-0020 | SCHNEIDER | LBS-1 | 2013 | Lenteng Agung
PM329 | CI-2018-W23-5-0016 | SCHNEIDER | LBS-2 | 2018 | Lenteng Agung
PM329 | SM1117079CI | SCHNEIDER | LBS-3 |  | Lenteng Agung
GD218 | 830.2 | ULUSOY ELEKTRIK | LBS | 2020 | Ciracas
GD218 | 831.2 | ULUSOY ELEKTRIK | LBS | 2020 | Ciracas
GD218 | 273.2 | ULUSOY ELEKTRIK | PB | 2020 | Ciracas
CNK21 | 0611-16-212 | EGA | LBS | 2016 | Ciputat
CNK21 | 0409-16-214 | EGA | PB TRAFO | 2016 | Ciputat
A151 | A151_LBS KOPELB | SCHNEIDER | LBS |  | Bandengan
SD245 | CI-2018-W09-3-0011 | SCHNEIDER | LBS MTR | 2018 | Tanjung Priok
CB90 | 29945/058/13/01/E6 | GAE | LBS |  | Ciracas
CB90 | - | SCHNEIDER SM6 | LBS |  | Ciracas
E395 | E395-W3710039 | SCHNEIDER | LBS (MOTORIZE) | 2017 | Kramat Jati
MK96 | LBS2-MK96 | EGA | LBS |  | Bandengan
K162 | C1-2015-W15-5-0022 | SCHNEIDER | CBOG | 2015 | Jatinegara
K162 | C1-2015-W10-7-0004 | SCHNEIDER | CBOG | 2015 | Jatinegara
KL237 | C1.2018.W12.3.0019 | SCHNEIDER | PB | 2018 | Bulungan
CK242 | - | EGA | LBS |  | Marunda
MD27 | 1711884 | EGA | LBS |  | Marunda
PK177 | W2120013 | SCHNEIDER | LBS |  | Marunda
KG207 | W2150016 | SCHNEIDER | LBS/CBOM |  | Marunda
PG68 | ... | EGA | CBOM | 2017 | Pondok Kopi
PG68 | ... | FLUKIT M | CBOM |  | Pondok Kopi
PG87 | ... | EGA | LBS |  | Pondok Kopi
PG87 | ... | GAE | PB |  | Pondok Kopi
PG73A | 50230826/2001-036 | ABB | LBS | 2018 | Pondok Kopi
PG73A | 50238262/3001-006 | ABB | PB | 2018 | Pondok Kopi
PG69 | ... | EGA | LBS |  | Pondok Kopi
PG69 | .... | EGA | PB |  | Pondok Kopi
PG69 | .... | EGA | CBOM |  | Pondok Kopi
PG158 | .... | KIT 25 | LBS |  | Pondok Kopi
PG158 | .... | KIT 25 | PB |  | Pondok Kopi
PG158 | .... | FLUKIT M | CBOM |  | Pondok Kopi
PG374 | 11596 | UNINDO | LBS | 2008 | Pondok Kopi
PG170A | 0239.21.213 | EGA | LBS | 2021 | Pondok Kopi
PG170A | 1425.17.214 | EGA | PB | 2017 | Pondok Kopi
PG170A | 0068.21.214 | EGA | PB | 2021 | Pondok Kopi
PG380 | CSF 61093 | ORMAZABAL | PB | 2017 | Pondok Kopi
PG324 | SM 1043204C1 | SCNIEDER | PB | 2012 | Pondok Kopi
PB61 | CI-2017-W03-3-0033 | SCHNEIDER | LBS | 2017 | Pondok Kopi
PB61 | CI-2017-W03-5-0011 | SCHNEIDER | LBS | 2017 | Pondok Kopi
PGL42 | ... | SM6 | LBS |  | Pondok Kopi
PGL42 | C1-2017-W44-1-0028 | SM6 | CBOM | 2017 | Pondok Kopi
E112 | CI.2018.W20.5.0039 | SCHNEIDER SM6 | LBS | 2018 | Ciracas
E112 | T73005555599-0035 | SIEMENS | LBS | 2018 | Ciracas
E112 | T73005555599-0060 | SIEMENS | PB | 2018 | Ciracas
E103B | Cl - 2018 - W10 - 2 -0046 | SCHNEIDER | LBS | 2018 | Pondok Kopi
KD147 | 0406.18.213 | EGA | LBS | 2018 | Pondok Kopi
KD47B | Cl-2018-W32-4-0004 | SCHNEIDER | LBS | 2018 | Pondok Kopi
PL203 | 0069.15.211 | EGA | PB | 2015 | Pondok Kopi
PL203 | ... | EGA | PB |  | Pondok Kopi
PG311 | ... | SCHNEIDER SM6 | LBS |  | Pondok Kopi
T432 | T432 | SCHNEIDER | PMT |  | Menteng
T432 | 152.001.235 | SCHNEIDER | PMT |  | Menteng
T432 | 152.04.2102 | EGA | PB |  | Menteng
A13N | A 13N_LBS GI ANCOL | EGA | LBS |  | Bandengan
A13N | A 13N_LBS P.IRIAN | EGA | LBS |  | Bandengan
E111 | 1448.17.214 | EGA | PB | 2017 | Ciracas
E111 | 1477.17.214 | EGA | PB | 2017 | Ciracas
E111 | 2099.17.213 | EGA | LBS | 2017 | Ciracas
E111 | 2107.17.213 | EGA | LBS | 2017 | Ciracas
BDS19P | 32333.17.213 | EGA | LBS MOTORIZE | 2017 | Bandengan
BDS19P | 0189.18.212 | EGA | LBS MANUAL | 2017 | Bandengan
BDS19P | 0247.18.214 | EGA | PB | 2018 | Bandengan
PM341 | PM341 | SCHNEIDER | LBS-3 |  | Lenteng Agung
TB77 | TB77_0359.18.234 | EGA | CBOM | 2018 | Jatinegara
KM17 | CI-2017-WO3-4-0034 | SCHNEIDER | LBS | 2017 | Jatinegara
GH0005 | 2562.17.213 | EGA | LBS | 2017 | Jatinegara
GH0164 | 330517213 | EGA | LBS MOTORIZE | 2017 | Jatinegara
GH0423 | CI-2017-WG2-4-0042 | SCHNEIDER | LBS MANUAL | 2017 | Jatinegara
KM82 | CI-2017-W52-4-0035 | SCHNEIDER | LBS | 2017 | Jatinegara
KM82 | CI-2018-W09-3-0030 | SCHNEIDER | CBOM | 2018 | Jatinegara
KD120 | 9518068L | MG | LBS | 2005 | Jatinegara
KD120 | SM9606724 | MG | PB TRAFO | 2006 | Jatinegara
PM329 | PM 329 | SCHNEIDER | LBS-4 | 2019 | Lenteng Agung
GD58C | 0182.16.214 | EGA | PB | 2016 | Ciracas
CKG161 | 0968-16-216 | EGA | LBS | 2016 | Cengkareng
PL237 | CI-2018-W44-1-0018-F2 | SCHNEIDER | LBS | 2018 | Pondok Kopi
CL10 | 1121.17.217 | EGA | LBS | 2017 | Marunda
PGS11 | 0619.16.212 | SCHNEIDER | PB 1 | 2017 | Marunda
CN19 | 0868.17.214 | EGA | PB | 2017 | Ciputat
CP130 | 0393.17.216 | EGA | LBS | 2017 | Ciputat
CP130 | 0947.17.214 | EGA | PB | 2017 | Ciputat
CP40A | 0471.17.216 | EGA | LBS CBO | 2017 | Ciputat
CN22 | 0920.17.212 | EGA | LBS | 2017 | Ciputat
CN22 | 0835.17.214 | EGA | PB | 2017 | Ciputat
S151 | S151 | SCHNEIDER | PMT |  | Menteng
TB76 | TB76_0997.17.214 | EGA | PB TRAFO | 2017 | Jatinegara
KP45 | - | EGA | LBS |  | Marunda
MB80 | MB 80-02 | SCHNEIDER SM-6 | LBS MANUAL | 2017 | Bandengan
K175 | K175 | SCHNEIDER | CBO |  | Menteng
K175 | K175 | SCHNEIDER | LBS |  | Menteng
PGB1 | .... | FLUKIT M | LBS |  | Pondok Kopi
KD53S | 3406.17.213 | EGA | PB | 2017 | Pondok Kopi
PG385 | ..... | RM6 | LBS |  | Pondok Kopi
PG385 | ..... | RM6 | PB |  | Pondok Kopi
PGL35 | ..... | EGA | LBS |  | Pondok Kopi
PGL35 | .... | EGA | LBS |  | Pondok Kopi
PGL35 | .... | SM6 | CBOM |  | Pondok Kopi
PB1 | 0089.17.214 | EGA | LBS | 2017 | Pondok Kopi
PB1 | 0990.16.210 | EGA | CBOG | 2016 | Pondok Kopi
PB1 | 0649.16.212 | EGA | PB | 2016 | Pondok Kopi
PG160A | 1099.17.213 | EGA | LBS | 2017 | Pondok Kopi
PG160A | 0189.17.212 | EGA | LBS | 2017 | Pondok Kopi
PG160A | CI-2019-W30-1-0011 , thn | SCHNEIDER | PB | 2019 | Pondok Kopi
PB28 | 0374.16.212 | EGA | LBS | 2016 | Pondok Kopi
PG166B | 0187.15.211 | EGA | PBTRAFO | 2015 | Pondok Kopi
PG166D | 3119.17.213 | EGA | LBS | 2017 | Pondok Kopi
PG342M | .... | EGA | PB |  | Pondok Kopi
PB24 | R 00 19 127 SF | MERLIN GERLIN | LBS | NULL | Pondok Kopi
PB22 | C1-2019-004-4-0043 | SM6 | LBS | 2019 | Pondok Kopi
PB9 | ... | SIEMENS COMPACT | LBS |  | Pondok Kopi
PB9 | .... | SIEMENS COMPACT | PB |  | Pondok Kopi
PB12 | ... | F N G | LBS |  | Pondok Kopi
PGL9 | .... | GAE | LBS |  | Pondok Kopi
PGL9 | .... | GAE | LBS |  | Pondok Kopi
PG68 | .... | FLUKIT M | CBOM |  | Pondok Kopi
PG87 | ... | GAE | LBS |  | Pondok Kopi
PG87 | ... | GAE | PB |  | Pondok Kopi
PG73A | 502308268/1001-012 | ABB | LBS | 2018 | Pondok Kopi
PG69 | .... | EGA | LBS |  | Pondok Kopi
PG158 | .... | EGA | LBS |  | Pondok Kopi
PG158 | .... | FLUKIT M | CBOM |  | Pondok Kopi
PG374 | 11434 | UNINDO | LBS | 2008 | Pondok Kopi
PG374 | SM 0803529 | SCHNEIDER | PB | 2008 | Pondok Kopi
PG170A | 0254.21.213 | EGA | LBS | 2021 | Pondok Kopi
PG380 | CSF 63182 | ORMAZABAL | LBS | 2017 | Pondok Kopi
PG380 | CSF 63015 | ORMAZABAL | LBS | 2018 | Pondok Kopi
PG324 | 1195.21.213 | EGA | LBS | 2021 | Pondok Kopi
PG324 | 1198.21.213 | EGA | LBS | 2021 | Pondok Kopi
PB61 | Ci-2017-w44-4-0019 | SCHNEIDER | CBOM | 2017 | Pondok Kopi
PGL42 | ..... | SM6 | LBS |  | Pondok Kopi
PGL42 | .... | EGA | PB |  | Pondok Kopi
PG334 | 12143 | UNINDO | LBS | 2009 | Pondok Kopi
PG399 | 11809 | UNINDO | LBS | 2009 | Pondok Kopi
A13N | A 13N_LBS A44 | EGA | LBS |  | Bandengan
PM17 | CI-2018-W20-5-0035 | SCHNEIDER | CBO | 2018 | Jatinegara
GH0423 | 3651.17.213 | EGA | LBS MOTORIZE | 2017 | Jatinegara
KM82 | ci-2017-w52-4-0044 | SCHNEIDER | LBS | 2017 | Jatinegara
PM224 | PM224_LBS | SCHNEIDER | LBS |  | Jatinegara
KD120 | 9518096L | MG | LBS | 2005 | Jatinegara
CNK16 | 2017CSF6333 | ORMAZABAL | LBS | 2017 | Ciputat
CNK16 | 2017CSF61101 | ORMAZABAL | PB | 2017 | Ciputat
SP15 | - | SCHNEIDER | PMT |  | Menteng
D169 | W20-1-0025 | SCHNEIDER | LBS | 2019 | Menteng
K183A | 0650.15.209 | EGA | LBS | 2015 | Jatinegara
KM88 | 1614.13.BF | EGA | LBS | 2013 | Jatinegara
KD223 | SM1039193C1 | SCHNEIDER | LBS MOTORIZED | 2010 | Jatinegara
K35A | 1768-13-BF | EGA | PB1 | 2013 | Jatinegara
KM79 | CI2015-W28-50046 | SCHNEIDER | PB | 2015 | Jatinegara
JR199 | 0078.16.212 | EGA | LBS | 2016 | Pondok Gede
JR199 | 0187.16.214 | EGA | PB | 2016 | Pondok Gede
KDR245 | CI-2016-W05-4-0007 | SCHNEIDER | LBS MOT | 2015 | Cengkareng
KDR245 | CI-2015-W52-2-0018 | SCHNEIDER | CBOG | 2015 | Cengkareng
CKG157 | CI-2016-W22-4-40028 | SCHNEIDER | LBS | 2016 | Cengkareng
CKG157 | CI-2016-W22-4-0019 | SCHNEIDER | PB | 2016 | Cengkareng
GNS21 | GNS21-088516213 | EGA | LBS | 2016 | Bandengan
GD351P | CI.2012.W39.5.0031 | SCHNEIDER SM6 | LBS | 2012 | Ciracas
PM16A | 0049.16.212 | EGA | LBS | 2016 | Jatinegara
PG125 | ... | SM6 | PB |  | Pondok Kopi
PG267 | Csf 63019 | F&G | LBS | 2018 | Pondok Kopi
PG267 | Csf 63365 | F&G | LBS | 2017 | Pondok Kopi
PG267 | Csf 61092 | F&G | PBTRAFO | 2017 | Pondok Kopi
PG238 | 1176.17.212 | EGA | LBS | 2017 | Pondok Kopi
PG346 | Sm 9605838 | MERLIN GERLIN | LBS |  | Pondok Kopi
PG346 | 1695.17.213 | EGA | LBS | 2017 | Pondok Kopi
PG346 | S 9501363 | MERLIN GERLIN | PB |  | Pondok Kopi
PG345 | 9180 | UNINDO | LBS | 2004 | Pondok Kopi
PG345 | 9200 | UNINDO | LBS | 2004 | Pondok Kopi
E299 | T73005553399.0142 | SIEMENS | LBS | 2018 | Ciracas
E299 | T73005553399.0012 | SIEMENS | PB | 2018 | Ciracas
E299 | T73005553399.0102 | SIEMENS | PB | 2018 | Ciracas
PG345 | 2323 | UNINDO | PB | 2004 | Pondok Kopi
PG345 | 1789 | UNINDO | PB | 2010 | Pondok Kopi
KD61 | 100114 | UNINDO | LBS | 2006 | Pondok Kopi
KD61 | 3809 | UNINDO | LBS | 2006 | Pondok Kopi
KD61 | Sm 1342059CI | SCHNEIDER | PBTRAFO | 2012 | Pondok Kopi
KD59 | ..... | EGA | LBS |  | Pondok Kopi
KD59 | .... | EGA | LBS |  | Pondok Kopi
KD59 | .... | EGA | PB |  | Pondok Kopi
PGL26 | 2824.13.BL | EGA | LBS | 2013 | Pondok Kopi
PGL26 | .... | EGA | LBS |  | Pondok Kopi
PGL26 | ... | EGA | PB |  | Pondok Kopi
PG161 | 0377.16.212 | EGA | LBS | 2016 | Pondok Kopi
PG161 | 1724.17.213 | EGA | LBS | 2017 | Pondok Kopi
PG161 | 0233.16.214 | EGA | PBTRAFO | 2016 | Pondok Kopi
PG161 | S 9503340 | MERLIN GERLIN | PB |  | Pondok Kopi
PG376 | R 02 31 295 SF | MERLIN GERLIN | LBS |  | Pondok Kopi
PG376 | R 02 31 295 SF | MERLIN GERLIN | LBS |  | Pondok Kopi
PG376 | R 02 31 295 SF | MERLIN GERLIN | PB |  | Pondok Kopi
PG351 | R 00 19 144 SF | MERLIN GERLIN | LBS |  | Pondok Kopi
PG351 | R 00 19 144 SF | MERLIN GERLIN | LBS |  | Pondok Kopi
PG351 | R 00 19 144 SF | MERLIN GERLIN | PBTRAFO |  | Pondok Kopi
KD47C | .... | EGA | PB |  | Pondok Kopi
PG181 | .... | SM6 | LBS |  | Pondok Kopi
PB27 | 0538.15.213 | EGA | LBS | 2015 | Pondok Kopi
PB27 | 0247.21.213 | EGA | LBS | 2015 | Pondok Kopi
PG114 | ..... | EGA | PB |  | Pondok Kopi
PG245 | 8803 | UNINDO | LBS | 2003 | Pondok Kopi
K175 | K175 | SCHNEIDER | LBS |  | Menteng
K175 | K175 | SCHNEIDER | LBS |  | Menteng
PGB1 | .... | FLUKIT M | LBS |  | Pondok Kopi
PGB1 | .... | FLUKIT M | PB |  | Pondok Kopi
PG114 | .... | EGA | LBS |  | Pondok Kopi
PG114 | ... | SM6 | LBS |  | Pondok Kopi
PG385 | .... | RM6 | LBS |  | Pondok Kopi
PB1 | 0124.17.214 | EGA | PB | 2017 | Pondok Kopi
PG160A | CI-2019-W39-3-0016 | SCHNEIDER | PB | 2019 | Pondok Kopi
PB28 | 0097.17.213 | EGA | LBS | 2017 | Pondok Kopi
PB28 | ..... | MG | PB |  | Pondok Kopi
PB28 | .... | MG | PB |  | Pondok Kopi
PM329 | PM 329 | SCHNEIDER | LBS-5 |  | Lenteng Agung
PM329 | CI-2015-W27-3-0036 | SCHNEIDER | KOPEL 1 | 2015 | Lenteng Agung
PM329 | CI-2015-W36-4-0006 | SCHNEIDER | KOPEL 2 | 2015 | Lenteng Agung
BDS17G | 135.9.16.213/2016 | EGA | LBS |  | Bandengan
BDS17G | 0441.16.212/2016 | EGA | LBS |  | Bandengan
BDS17G | 0216.16.214/216 | EGA | PB |  | Bandengan
KDR267PAT | 0590-16-212 | EGA | LBS | 2016 | Cengkareng
KDR267PAT | 1504-16-231 | EGA | LBS MOT | 2016 | Cengkareng
KDR267PAT | 0393-16-214 | EGA | PB | 2016 | Cengkareng
PK139 | - | SCHNEIDER SM6 | PB 2 | 2016 | Marunda
JS242 | C1-2016-W45/2016 | SCHNEIDER | PB | 2016 | Pondok Gede
JS242 | 0476.16.212 | EGA | LBS | 2016 | Pondok Gede
A11 | A11_PGC2 | EGA | PGC |  | Bandengan
RM99 | 0212.18.214 | EGA | PB | 2018 | Cempaka Putih
A151 | A151_LBS GIA | SCHNEIDER | LBS |  | Bandengan
SD245 | CI-2018-W11-1-0047 | SCHNEIDER | LBS MTR | 2018 | Tanjung Priok
CB74 | 0031.19.216 | EGA | PB |  | Ciracas
CB90 | 27541/021/12/03/E6 | GAE | PGC |  | Ciracas
MB89 | MB 89-01 | SCHNEIDER SM-6 | CBO RC | 2017 | Bandengan
B182 | B 182-01 | EGA | LBS MOTORIZE | 2017 | Bandengan
S155 | 1789-17-234 | EGA | CBOM | 2018 | Menteng
K19A | 0381.17.212 | EGA | LBS | 2017 | Jatinegara
PM22D | PM22D_C12016W3510027 | SCHNEIDER | PB | 2016 | Jatinegara
PM22E | CI-2013-W28-5-0019 | SCHNEIDER | LBS | 2013 | Jatinegara
PML9 | T73005555599-0131 | SIEMENS | LBS MOTORIZE | 2018 | Ciputat
PML9 | T73005555599-0010 | SIEMENS | LBS | 2018 | Ciputat
PML11 | T300555599-0065 | SIEMENS | LBS MOTORIZE | 2018 | Ciputat
PML11 | T3005555599-0100 | SIEMENS | LBS | 2018 | Ciputat
PML11 | 0223.18.214 | EGA | PB | 2018 | Ciputat
CK7 | W2140014 | SCHNEIDER | LBS/CBOM |  | Marunda
JS12 | 1136.17.213 | EGA | PBL-1R | 2017 | Pondok Gede
JS12 | 1916.13BL | EGA | PBL | 2013 | Pondok Gede
MN45 | CI-2016-W48-2-2019 | SCHNEIDER | PB | 2016 | Pondok Gede
MN40 | 1932.13.BL | EGA | PBL | 2013 | Pondok Gede
MN40 | CI-2016-W16-2-0012 | SCHNEIDER | LBS | 2013 | Pondok Gede
CK7 | 17111400 | EGA | PB |  | Marunda
CB139 | 0336.18.212 | EGA | LBS MOTORIZE | 2018 | Ciracas
CK20F | 500230611100104 | ABB SAFEPLUS | LBS |  | Marunda
CK247 | 180413707 | EGA | LBS |  | Marunda
CK247 | - | SCHNEIDER | LBS |  | Marunda
CK247 | W 2930070 | SCHNEIDER | LBS |  | Marunda
CK247 | 1804387 | EGA | CBOM/PGC |  | Marunda
KG139N | W1120058 | SCHNEIDER | LBS |  | Marunda
KG139N | W1330020 | SCHNEIDER | LBS |  | Marunda
KG139N | W1220017 | SCHNEIDER | LBS |  | Marunda
KG139N | W2420009 | SCHNEIDER | LBS |  | Marunda
KG139N | - | SCHNEIDER | LBS |  | Marunda
KB411 | 0317.18.212/2018 | EGA | LBS | 2018 | Bulungan
KB411 | 0292.18.234/2018 | EGA | CBOM MOTORIZE | 2018 | Bulungan
GD71A | 110817212 | EGA | LBS | 2017 | Pondok Gede
T434 | 152.4152 | EGA | LBS MOTORIZE | 2018 | Menteng
T434 | 152.3254 | EGA | LBS MOTORIZE | 2018 | Menteng
T433 | 153.2654 | EGA | PMT | 2018 | Menteng
KJ403 | CI-2017-W42-3-0018_KJ403 | SCHNEIDER | LBS MOTORIZE | 2017 | Kebon Jeruk
KJ403 | CI-2017-W42-4-0001_KJ403 | SCHNEIDER | LBS MOTORIZE | 2017 | Kebon Jeruk
KJ403 | CI-2018-W10-4-0018_KJ403 | SCHNEIDER | PB | 2018 | Kebon Jeruk
GD153 | CI.2017.W37.5.0007 | SCHNEIDER SM6 | LBS |  | Ciracas
GD153 | CI.2018.W16.2.0026 | SCHNEIDER SM6 | LBS |  | Ciracas
GD153 | CI.2018.W03.2.0022 | SCHNEIDER SM6 | PB |  | Ciracas
KJ404 | NYUSUL2-KJ404 | EGA | LBS MOTORIZE | 2018 | Kebon Jeruk
KJ404 | NYUSUL3-KJ404 | EGA | PB | 2018 | Kebon Jeruk
BK2 | SM0937127CI | SCHNEIDER | LBS |  | Marunda
JR31 | 1107.17.243 | EGA | LBS | 2017 | Pondok Gede
JR62P | 0416.15.212 | EGA | LBS | 2015 | Pondok Gede
JR62P | 0296.15.212 | EGA | PB | 2015 | Pondok Gede
KDR262 | 0404.16.216 | EGA | PGC | 2016 | Cengkareng
KDR262 | - | FLUOKIT M | PB |  | Cengkareng
KDR256 | - | SCHNEIDER | PB | 2016 | Cengkareng
E417 | E417_C1-2016-W34-4-0011 | SCHNEIDER | LBS | 2016 | Kramat Jati
E417 | E417_C1-2016-W34-5-0036 | SCHNEIDER | LBS (MOTORIZE) | 2016 | Kramat Jati
E417 | E417_C1-2016-W31-4-0054 | SCHNEIDER | PBTRAFO | 2016 | Kramat Jati
TG43 | - | SCHNEIDER | LBS | 2016 | Cengkareng
BC85 | 2291.17.213 | EGA | LBS MOT | 2017 | Cengkareng
CK247 | 1805300 | EGA | LBS |  | Marunda
JR38 | CI-2015-W27-3-0018 | SCHNEIDER | LBS MOTORISED | 2015 | Pondok Gede
JR38 | CI-2015-W27-2-0003 | SCHNEIDER | CBOG | 2015 | Pondok Gede
PML8 | 173005555599-028 | SIEMENS | LBS | 2018 | Ciputat
E44I | 0216.17.214 | EGA | PB | 2017 | Pondok Gede
BT394 | CI-2018-W13-2-0014 | SCHNEIDER | LBS | 2018 | Bintaro
BT388 | 0406.18.212 | EGA | LBS | 2018 | Bintaro
E150 | CI-2016-W35-0020 | SCHNEIDER | PB | 2016 | Pondok Gede
E151B | 0194.15.214 | EGA | PB I | 2015 | Pondok Gede
E151B | 1563.13.BF | EGA | PB II | 2013 | Pondok Gede
E62A | 1542.16.213 | EGA | LBS |  | Ciracas
JS187 | SB-2011-W21-1-0031 | SCHNEIDER RM6 | PB | 2011 | Pondok Gede
JS187 | SB-2011-W16-2-0064 | SCHNEIDER RM6 | LBS | 2011 | Pondok Gede
JS187 | SB-2011-W17-5-0001 | SCHNEIDER RM6 | LBS | 2011 | Pondok Gede
E103F | SM0943039CI | SCHNEIDER SM6 | LBS |  | Pondok Gede
E103F | SM0942064CI | SCHNEIDER SM6 | LBS |  | Pondok Gede
JW37 | 23571/102/11/01/E6 | GAE | LBS | 2011 | Pondok Gede
JS85 | 06-5092/021 | SIEMENS | LBS | 1992 | Pondok Gede
JW30 | 500411660/4001-06 | ABB SAFEPLUS | LBS | 2011 | Pondok Gede
A56 | A56_LBS KOPEL | SCHNEIDER | LBS |  | Bandengan
A56 | A56_LBS | SCHNEIDER | LBS |  | Bandengan
PD49 | 0981.17.212 | EGA | LBS | 2017 | Pondok Gede
E211 | CI-2015-W37-5-0012 | SCHNEIDER | LBS | 2015 | Pondok Gede
PD27 | 0223.15.212 | EGA | LBS | 2015 | Pondok Gede
MN38 | 5808 | FLUOKIT | PGC | 2008 | Pondok Gede
MN50 | - | SCHNEIDER | LBS |  | Pondok Gede
KJ409 | 0618.17.212/2017_KJ409 | EGA | LBS MOTORIZE | 2017 | Kebon Jeruk
MK441 | 9526-PB 2 MK441 | FLUOKIT M24 | PB 2 |  | Bandengan
AB290 | AB290_KOPEL 1-3 | SCHNEIDER SM6 | LBS |  | Bandengan
AB290 | AB290_LBS GH 307 | SCHNEIDER SM6 | LBS |  | Bandengan
AB290 | AB290_LBS P.PUNA | SCHNEIDER SM6 | LBS |  | Bandengan
AB290 | AB290_KOPEL 2-3 | SCHNEIDER SM6 | LBS |  | Bandengan
CB55 | 2573.17.213 | EGA | LBS | 2017 | Ciracas
CB55 | 2344.17.213 | EGA | LBS | 2017 | Ciracas
CB55 | CI.2017.W38.2.0012 | SCHNEIDER SM6 | LBS | 2017 | Ciracas
CB55 | SM0402593 | MG SM6 | LBS | 2004 | Ciracas
E383 | E383-W3730039 | SCHNEIDER | LBS (MOTORIZE) | 2017 | Kramat Jati
E383 | E383-W4030089 | SCHNEIDER | LBS (MOTORIZE) | 2017 | Kramat Jati
PP140 | PP 140 | EGA | PB |  | Bulungan
KB579 | KB 579 | SCHNEIDER | LBS MOTORIZED |  | Bulungan
KB579 | KB 579 | SCHNEIDER | LBS MOTORIZED |  | Bulungan
KB593 | 2015-0253-15-212 | EGA | LBS MOTORIZE | 2015 | Bulungan
E408 | E408_2 | EGA | LBS | 2014 | Kramat Jati
E408 | E408_3 | EGA | PB TRAFO | 2014 | Kramat Jati
GD261 | IVZN230841M0008 | ABB UNISWITCH | PGDB |  | Ciracas
GD313 | SM1050030CI | SCHENEIDER | LBS |  | Ciracas
GD313 | SM1050029CI | SCHENEIDER | LBS |  | Ciracas
PM22D | PM22D_CI-2016-W26-6-0029 | SCHNEIDER | CBO | 2016 | Jatinegara
PM22D | PM22D_CI-2016-W13-1-0024 | SCHNEIDER | LBS | 2016 | Jatinegara
K183N | CI-2016-W13-2-0056 | SCHNEIDER | PB | 2016 | Jatinegara
CGR44 | CGR44 | EGA | LBS-1 |  | Lenteng Agung
CGR44 | CGR44 | EGA | LBS-2 |  | Lenteng Agung
CGR44 | CGR44 | EGA | PB-1 |  | Lenteng Agung
SP133 | C1-2017-W34-6-0015 | SCHNEIDER | LBS MOTORIZE | 2017 | Menteng
D363 | W15.5.0033 | SCHNEIDER | PB | 2016 | Menteng
GD373P | 1615.13.BF | EGA | PB | 2013 | Ciracas
RG199 | CI-W30-5-0028 | SCHNEIDER | LBS-1 | 2014 | Lenteng Agung
RG199 | 0544.16.214 | EGA | PB-1 | 2017 | Lenteng Agung
KJ386 | 0458.16.212 | EGA | LBS MANUAL | 2016 | Kebon Jeruk
KJ387 | 1147.16.213 | EGA | LBS MOTORIZED | 2016 | Kebon Jeruk
KJ387 | 0323.16.214 | EGA | PB TRAFO | 2016 | Kebon Jeruk
JGK21 | 0820-16-213 | EGA | LBS-2 |  | Lenteng Agung
JGK13 | JGK 13 | EGA | LBS-1 |  | Lenteng Agung
KB600 | 0 | SCHNEIDER | CBO MOTORIZE |  | Bulungan
JW75 | 136716213 | EGA | LBS | 2016 | Pondok Gede
SN78 | C1.2016..W22.6.0034 | SCHNEIDER | PB2 | 2016 | Bulungan
MP223 | 0 | SCHNEIDER | PB |  | Bulungan
GD31B | CI.2016.W21.5.0013 | SCHNEIDER SM6 | LBS | 2016 | Ciracas
KS79 | KS79 | SCHNEIDER | PMT |  | Menteng
KS79 | KS79 | SCHNEIDER | PGC |  | Menteng
KS80 | KS80 | EGA | PMT |  | Menteng
KS80 | KS80 | EGA | PMT |  | Menteng
KS80 | KS80 | EGA | PGC |  | Menteng
T401 | T401 | EGA | PMT |  | Menteng
T401 | T401 | EGA | PMT |  | Menteng
T401 | T401 | EGA | PB |  | Menteng
CGR41 | CGR 41 | SCHNEIDER | LBS-2 |  | Lenteng Agung
CGR41 | CGR 41 | SCHNEIDER | LBS-1 |  | Lenteng Agung
PK105 | 0516.16.216 | EGA | PGC | 2016 | Marunda
TB74 | TB74_0400.16.212 | EGA | LBS | 2016 | Jatinegara
TB74 | TB74_1344.11.213 | EGA | LB | 2016 | Jatinegara
KM104 | 0346.16.212 | EGA | LBS | 2016 | Jatinegara
KM104 | CI-2016-W35-1-0016 | SCHENEIDER | PB | 2016 | Jatinegara
CP508 | 1539-16-213 | EGA | LBS MOTORISE | 2016 | Ciputat
CP508 | 0597-16--212 | EGA | LBS | 2016 | Ciputat
DT52P | DT 52P | SCHENEIDER | PB-2 |  | Lenteng Agung
RG43 | RG 43 | GAE | PB-2 |  | Lenteng Agung
PM18C | 0477.16.212 | EGA | LBS MOTORIZE | 2016 | Jatinegara
PM18C | 0477.16.212 | EGA | LBS | 2016 | Jatinegara
CB123P | 0380.15.211 | EGA | PB | 2015 | Ciracas
CB123P | 0370.15.209 | EGA | LBS | 2015 | Ciracas
CB123P | 0566.15.209 | EGA | LBS | 2015 | Ciracas
DT109 | C1-2016-W33-6-0044 | SCHENEIDER | PB-1 |  | Lenteng Agung
CN119 | C1-2016-W25-5-0040 | SCHNEIDER (MTRS) | LBS (MOTORISE) | 2016 | Ciputat
CN119 | C1-2016-W22-2-0049 | SCHENEIDER SM 6 | LBS | 2016 | Ciputat
CN119 | C1-2016-W22-4-0060 | SCHENEIDER SM 6 | PB | 2016 | Ciputat
CP499 | C1.2016.W44.4.0051 | SCHENEIDER SM 6 | LBS (MOTORISE) | 2016 | Ciputat
CP499 | C1.2016.W24.4.0037 | SCHENEIDER SM 6 | LBS | 2016 | Ciputat
CP499 | C1.2016.W16.4.0014 | SCHENEIDER SM 6 | PB | 2016 | Ciputat
CP498 | 921-16-213 | EGA MOTORISE | LBS (MOTORISE) | 2016 | Ciputat
CP498 | 25816214 | EGA | PB | 2016 | Ciputat
GNS21 | GNS21-030516212 | EGA | LBS | 2016 | Bandengan
CNK19 | C1.2016.W34.2.0063 | SCHNEIDER (MTRS) | LBS (MOTORISE) | 2016 | Ciputat
K198 | SN1037033C1 | SCHNEIDER | LBS | 2010 | Jatinegara
K198 | SM1040072C1 | SCHNEIDER | LBS | 2010 | Jatinegara
K198 | SM1037006C1 | SCHNEIDER | CBOM | 2010 | Jatinegara
K198 | SM1040142C1 | SCHNEIDER | CBOM | 2010 | Jatinegara
KM21 | 310.12.BF | EGA | PB | 2012 | Jatinegara
KM21 | SM1105001.C1 | SCHNEIDER | LBS | 2011 | Jatinegara
KD152 | SM0401804 | MG | PGC | 2004 | Jatinegara
KD152 | SM0402373 | MG | LBS | 2004 | Jatinegara
KD111 | 1038.13.BF | EGA | PB | 2013 | Jatinegara
KD111 | 2072.13.BL | EGA | LBS | 2013 | Jatinegara
KM111 | 0063.17.214 | EGA | PB | 2017 | Jatinegara
KM66 | SB-2011-W16-3-0104 | SCHNEIDER | LBS | 2011 | Jatinegara
KM109 | 0240.17.214 | EGA | PB | 2017 | Jatinegara
KD219 | 12998 | FLUOKIT M+ | LBS | 2010 | Jatinegara
KD219 | 1920 | FLUOKIT M+ | CBOM | 2010 | Jatinegara
KD210 | 3552 | FLUOKIT M | PB | 2008 | Jatinegara
KD210 | 11346 | FLUOKIT M | LBS | 2008 | Jatinegara
KM99 | C1-2015-W27-5-0044 | SCHNEIDER | LBS | 2015 | Jatinegara
K66I | T73005442624-0047 | SIEMENS | PB | 2017 | Jatinegara
KM74 | 26105/02212/01/E6 | GAE | LBS | 2012 | Jatinegara
TB75 | 0311.17.210 | EGA | CBOM | 2017 | Jatinegara
TB75 | 1102.17.213 | EGA | LBS | 2017 | Jatinegara
BC324 | 4310044 | SCHNEIDER | LBS MAN | 2018 | Cengkareng
PG439 | CI-2017-W44-4-0051 | EGA | LBS | 2017 | Cempaka Putih
E340P | E340-039518214 | EGA | PB | 2018 | Kramat Jati
E391 | E386-W3820048 | SCHNEIDER | LBS (MOTORIZE) | 2017 | Kramat Jati
E391 | E391-029918214 | EGA | PB | 2018 | Kramat Jati
PM57L | E393-W4030098 | SCHNEIDER | LBS (MOTORIZE) | 2017 | Kramat Jati
E393 | E340-031818214 | EGA | PB | 2018 | Kramat Jati
E254N | E254N-W4030049 | SCHNEIDER | LBS (MOTORIZE) | 2017 | Kramat Jati
E254N | E254-038618214 | EGA | PB | 2018 | Kramat Jati
GD11 | 2572.17.213 | EGA | LBS |  | Ciracas
GD11 | 2733.17.213 | EGA | LBS |  | Ciracas
GD107 | CI.2019.W18.6.0079 | SCHNEIDER SM6 | PGC | 2019 | Ciracas
TG62F | CI-2017W38-4-0068 | SCHNEIDER | LBS | 2017 | Cengkareng
PM148N | PM148N | FM | KOPEL |  | Lenteng Agung
AB253 | AB253_KOPEL B A | SCHNEIDER SM6 | LBS |  | Bandengan
AB253 | AB253_AB128 | EGA | LBS |  | Bandengan
AB253 | AB253_AB179 | EGA | LBS |  | Bandengan
AB253 | AB253_KOPEL ACO A B | EGA | LBS |  | Bandengan
GD427 | 1765-17-234 | EGA | PGC | 2017 | Ciracas
BDU25 | 0316.18.212 | EGA | LBS MANUAL | 2018 | Bandengan
BDU25 | 3606.17.213 | EGA | LBS MOTORIZE | 2017 | Bandengan
BDU25 | 0273.18.234 | EGA | PGC | 2018 | Bandengan
JR226 | 0292.18.212 | EGA | MANUAL | 2018 | Pondok Gede
JR226 | 2616.17.213 | EGA | LBS MOTORIZED | 2017 | Pondok Gede
KG142 | 17101260 | EGA | LBS |  | Marunda
KG142 | 1711884 | EGA | LBS |  | Marunda
PML9 | P0229-18-214 | EGA | PB | 2018 | Ciputat
KG408 | 1705840 | EGA | LBS |  | Marunda
MD27 | 1708301 | EGA | LBS |  | Marunda
JS12 | 890.13.BF | EGA | PB | 2013 | Pondok Gede
GNS28PM | GNS28PM_LBS | B&D | LBS |  | Bandengan
PK89N | W2140014 | SCHNEIDER | LBS/CBOM |  | Marunda
CB139 | 0378.18.214 | EGA | PB | 2018 | Ciracas
KG445 | CL.2015.W33.3.0013 | SCHNEIDER | PB TRAFO | 2015 | Tanjung Priok
CKG143 | - | SCHNEIDER | LBS | 2015 | Cengkareng
TB62 | 0165-15-214 | EGA | PB TRAFO | 2015 | Jatinegara
GD394P | CI.2014-W25-5-0012 | SCHNEIDER SM6 | LBS |  | Ciracas
B6Q | B 6Q-03 | SCHNEIDER SM6 | PB | 2017 | Bandengan
B202 | B 202-01 | EGA | LBS MOTORIZE | 2017 | Bandengan
B21A | B 21A-03 | EGA | PB | 2017 | Bandengan
GD270P | SM.1132035.CI | SCHNEIDER SM6 | LBS |  | Ciracas
GD270P | CI.2017.W36.3.0037 | SCHNEIDER SM6 | PB |  | Ciracas
DB60 | DB 60-01 | EGA | LBS MOTORIZE | 2017 | Bandengan
DB60 | DB 60-02 | EGA | LBS MANUAL | 2017 | Bandengan
DB60 | DB 60-03 | EGA | PB 1 | 2017 | Bandengan
B203A | B 203A-01 | EGA | LBS MOTORIZE | 2017 | Bandengan
B203A | B 203A-02 | EGA | LBS MANUAL | 2017 | Bandengan
E98 | 2462.17.213 | EGA | LBS | 2017 | Ciracas
E98 | 1471.17.214 | EGA | PB | 2017 | Ciracas
GH0045 | - | GAE | LBS |  | Ciputat
KD157 | CI-2017-W37-1-0003 | SCHNEIDER | LBS MOTORIZE | 2017 | Jatinegara
PML8 | 17300555599-0027 | SIEMENS | PB | 2018 | Ciputat
JR145 | 0265.15.212 | EGA | LBS | 2015 | Pondok Gede
JR168 | CI-2016-W22-4-0051 | SCHNEIDER | LBS | 2016 | Pondok Gede
E44I | 0398.17.212 | EGA | LBS | 2017 | Pondok Gede
BT394 | CI-2018-W10-6-0021 | SCHNEIDER | PB | 2018 | Bintaro
DK60 | - | EGA | PB |  | Cengkareng
E91A | 86317.216 | EGA | CBO | 2017 | Pondok Gede
E91B | CI-2017-WO2-2-0002 | SCHNEIDER | LBS | 2017 | Pondok Gede
GD178 | CI.2018.W24.2.0011 | SCHNEIDER SM6 | LBS |  | Ciracas
GD178 | - | SCHNEIDER SM6 | LBS |  | Ciracas
PD10 | 1309.13.BL | EGA | LBS | 2013 | Pondok Gede
PD10 | 1255.13.BL | EGA | LBS | 2013 | Pondok Gede
PD10 | 603.13.BF | EGA | PB | 2013 | Pondok Gede
A163 | A163_LBS1 | EGA | LBS |  | Bandengan
MK141 | 10140 | FLUOKIT M24 | PB 2 |  | Bandengan
JS202 | 899.12.BL | EGA | LBS | 2012 | Pondok Gede
JS202 | 200.12.BF | EGA | PB | 2012 | Pondok Gede
JS85 | 06-5092/021 | SIEMENS | LBS | 1992 | Pondok Gede
JS53 | 11536 | UNINDO FLOUKIT M24 | LBS | 2008 | Pondok Gede
E440 | 0337.18.212/GI | EGA | LBS | 2018 | Kramat Jati
A56 | A56_PGC | SCHNEIDER | PGC |  | Bandengan
PD38 | CI-2017-W29-6-0030 | SCHNEIDER | PB | 2017 | Pondok Gede
MN27P | 19044 | GAE | LBS | 2003 | Pondok Gede
JS120P | 22471/032/10/01/E6 | GAE | LBS | 2010 | Pondok Gede
CPG3 | - | MG | B1 |  | Pondok Gede
KS72 | 1123214 | SCHNEIDER | CBO |  | Menteng
GD58E | 82410213 | EGA | LBS | 2016 | Pondok Gede
JS227 | 23015212 | EGA | LBS | 2015 | Pondok Gede
GD421 | CI.2017.W44.3.0016 | SCHNEIDER SM6 | PB | 2017 | Ciracas
JS209 | CI-2016-W24-3-0018 | SCHNEIDER SM6 | LBS | 2016 | Pondok Gede
JS209 | CI-2015-W52-2-0016 | SCHNEIDER SM6 | LBS | 2015 | Pondok Gede
JW89 | CI-2018-W20-1-0006 | SCHNEIDER | LBS | 2018 | Pondok Gede
JW89 | 0442.18.214 | EGA | PB | 2018 | Pondok Gede
GD75 | 0222.18.214 | EGA | PB |  | Ciracas
K34A | 2732.17.213 | EGA | LBS MOTORIZE | 2017 | Jatinegara
PIK48 | CI 2017W37-1-0017 | SCHNEIDER | LBS |  | Bandengan
T426 | CI.2017.W37.2.0002 | SCHNEIDER | CBOM | 2018 | Menteng
JW86 | 0050-18-214 | EGA | PB | 2018 | Pondok Gede
JR222 | T73005442624-0065 | SIEMENS | LBS | 2017 | Pondok Gede
RG204 | RG 204 | SCHNEIDER | LBS-1 |  | Lenteng Agung
RG204 | RG 204 | SCHNEIDER | PB-1 |  | Lenteng Agung
A104 | A 104-04 | EGA | CBOM | 2017 | Bandengan
PL241 | T73005052683-0180 | SIEMENS | PB | 2017 | Pondok Kopi
AB34BIS | AB 34BIS-01 | SCHNEIDER | LBS MANUAL | 2015 | Bandengan
A11 | A 11-01 | SCHNEIDER SM6 | LBS MOTORIZE | 2017 | Bandengan
A11 | A 11-02 | SCHNEIDER SM6 | LBS MANUAL | 2017 | Bandengan
A11 | A 11-03 | SCHNEIDER SM6 | CBOM | 2017 | Bandengan
A139 | A 139-01 | SCHNEIDER SM6 | LBS MANUAL | 2017 | Bandengan
A76 | A 76-01 | MG VERCORS | LBS MANUAL | - | Bandengan
A76 | A 76-04 | MG VERCORS | PGDB | - | Bandengan
AB161 | AB 161-05 | FLOUKIT-M | PT |  | Bandengan
B22N | B 22N-03 | EGA | PB 1 | 2017 | Bandengan
B22N | B 22N-04 | EGA | PB 2 | 2017 | Bandengan
KPK16 | KPK 16-02 | SCHNEIDER SM-6 | LBS MANUAL | 2015 | Bandengan
GD40 | 0505.17.213 | EGA | LBS |  | Ciracas
PML2 | C1-2017-W35-1-0004 | SCHNEIDER | LBS MOTORIZE | 2017 | Ciputat
T434 | 152.5486 | EGA | CBOM | 2018 | Menteng
GD142 | 0090.21.214 | EGA | PB | 2021 | Ciracas
GD172 | T73005052683.0368 | SIEMENS | LBS |  | Ciracas
GD172 | T73005032314.0046 | SIEMENS | LBS |  | Ciracas
GD172 | - | ABB BC5 | PB |  | Ciracas
PK44G | S/N 17121412 | EGA | PB |  | Marunda
PML8 | 173005555599-095 | SIEMENS | LBS MOTORIZE | 2018 | Ciputat
BT388 | 0411.18.214 | EGA | PB | 2018 | Bintaro
JS128P | 1756.17.213 | EGA | LBS | 2017 | Pondok Gede
E56B | 1068.17.212 | EGA | LBS | 2017 | Pondok Gede
E56B | 0688.17.214 | EGA | PB | 2017 | Pondok Gede
E91B | CI-2017-W03-3-0030 | SCHNEIDER | PB | 2017 | Pondok Gede
GD178 | 0311.18.234 | EGA | PGC |  | Ciracas
JW26 | - | SCHNEIDER | LBS | 2012 | Pondok Gede
PD29 | 501733863/1021-012 | ABB | PB | 2017 | Pondok Gede
A163 | A163_PB | EGA | PB TRAFO |  | Bandengan
MK141 | MK141-KOPEL | EGA | LBS |  | Bandengan
KG220 | S/N 1712151 | EGA | PB TRAFO |  | Marunda
AB295 | AB295_KOPEL | SCHNEIDER SM6 | LBS |  | Bandengan
E151B | 11112.17.212 | EGA | LBS | 2017 | Pondok Gede
E62A | 0761.16.212 | EGA | LBS |  | Ciracas
E62A | 0067.17.214 | EGA | PB |  | Ciracas
E397 | E 397 - 027518234 | EGA | CBOG | 2018 | Kramat Jati
E99 | E99-031418234 | EGA | CBOG | 2018 | Kramat Jati
JW46 | 2164.43.BL | EGA | LBS | 2013 | Pondok Gede
JS47 | CI-2016-W50-1-0051 | SCHNEIDER SM6 | LBS | 2016 | Pondok Gede
E211 | CI-2015-W25-1-0022 | SCHNEIDER | LBS | 2015 | Pondok Gede
E211 | 0179.15.214 | EGA | PB | 2015 | Pondok Gede
PD27 | 0376.15.213 | EGA | LBS | 2015 | Pondok Gede
PD27 | 0151.15.214 | EGA | PB | 2015 | Pondok Gede
K76D | CI-2018-W23-4-0016 | SCHNEIDER | CBO | 2018 | Jatinegara
E160 | 0276.17.213 | EGA | LBS | 2017 | Pondok Gede
E160 | 0218.17.213 | EGA | PB | 2017 | Pondok Gede
KDR308 | 1431-17-212 | EGA | LBS | 2017 | Cengkareng
KDR308 | 1290-17-214 | EGA | PB | 2017 | Cengkareng
CP42 | 9E62688K03 | UNINDO FLUOKIT M | LBS | 2017 | Ciputat
CKG181 | 1252-17-214 | EGA | PB1 | 2017 | Cengkareng
PM165A | PM 165A | EGA | PB-1 |  | Lenteng Agung
B82 | B 82-02 | EGA | LBS MOTORIZE | 2017 | Bandengan
B82 | B 82-03 | EGA | PB 1 | 2017 | Bandengan
B165 | B 165-01 | EGA | LBS MOTORIZE | 2017 | Bandengan
B165 | B 165-03 | EGA | PB 1 | 2017 | Bandengan
B165 | B 165-04 | EGA | PB 2 | 2017 | Bandengan
TD49 | 1549.17.212 | EGA | LBS | 2017 | Ciputat
TD173 | 2130.17.213 | EGA | LBS MOTORIZE | 2017 | Ciputat
CP77 | 2117.17.213 | EGA | LBS MOTORIZE | 2017 | Ciputat
GD425 | C1-2017.W37.4.0011 | SCHNEIDER | LBS MOTORIZE | 2017 | Ciracas
BK244 | CI-2017-W44-4-0001 | SCHNEIDER | PB | 2017 | Marunda
CN128 | 3085.17.213 | EGA | LBS MOTORIZE | 2017 | Ciputat
GD282 | T73005442624-0086 | SIEMENS | LBS | 2017 | Ciracas
BK245 | 2540.17.213 | EGA | LBS | 2017 | Marunda
CK236 | - | EGA | LBS | 2017 | Marunda
D375P | 871-17-212 | EGA-841 | PMT | 2017 | Menteng
GD71A | 0721.17.214 | EGA | LBS | 2017 | Pondok Gede
GD29 | CI.2014.W38.1.0033 | SCHNEIDER SM6 | LBS | 2014 | Ciracas
GD29 | CI.2015.W43.2.0029 | SCHNEIDER SM6 | LBS | 2015 | Ciracas
GD142 | CI.2017.W15.5.0003 | SCHNEIDER SM6 | LBS | 2017 | Ciracas
GD142 | CI.2018.W19.1.0025 | SCHNEIDER SM6 | LBS | 2018 | Ciracas
CD406 | CI-2018-W21-0056 | SCHNEIDER | LBS | 2018 | Bintaro
E102Q | 0259.17.214 | EGA | LBS | 2017 | Pondok Gede
E102Q | 0236.17.213 | EGA | LBS | 2017 | Pondok Gede
GD178 | 0307.18.212 | EGA | LBS |  | Ciracas
JW26 | - | SCHNEIDER | LBS | - | Pondok Gede
JW26 | - | SCHNEIDER | PB | 2012 | Pondok Gede
JS81 | 06-5146/017 | SIEMENS | LBS | 1993 | Pondok Gede
JS81 | 06-5146/017 | SIEMENS | LBS | 1993 | Pondok Gede
E440 | 0420.18.214/Trafo | EGA | PB TRAFO | 2018 | Kramat Jati
TB12 | CI-2018-W20-5-0004 | SCHNEIDER | LBS | 2018 | Jatinegara
PM182 | 0321.18.214 | EGA | PB TRAFO | 2018 | Jatinegara
DK90 | - | EGA | PB |  | Cengkareng
KB111 | 2703.17.212/2017 | EGA | LBS MOTORIZE | 2017 | Bulungan
T436 | CI.2018.W22.6.0013 | SCHNEIDER | PMT | 2018 | Menteng
JR30 | CI-2018-W12-5-0009 | SCHNEIDER | PB | 2018 | Pondok Gede
JS167 | SM0803715 | SCHNEIDER | PB |  | Pondok Gede
JS153P | 1302429 | ABB UNIS | PB | 2013 | Pondok Gede
JS153P | 1302331 | ABB UNIS | LBS | 2013 | Pondok Gede
MN12 | CI-2017 | SCHNEIDER | LBS | 2017 | Pondok Gede
GD81 | CI.2019.W30.2.0071 | SCHNEIDER SM6 | LBS | 2019 | Ciracas
JR184 | CI-2017-W21-2-0030 | SCHNEIDER SM6 | CBOG | 2017 | Pondok Gede
JS71 | CI-2012-W42-4-0007 | SCHNEIDER | LBS | 2012 | Pondok Gede
K57A | 2209.13.BL | EGA | LBS | 2013 | Jatinegara
KM85 | 0423.15.213 | SIEMENS | LBS | 2015 | Jatinegara
KM69 | 13.137 | ABB | PB | 2012 | Jatinegara
KM69 | 12.1242 | ABB | LBS | 2012 | Jatinegara
KD92 | C1-2017-W31-2-0037 | SCHNEIDER | PB1 | 2017 | Jatinegara
AB188 | AB 188-02 | FLOUKIT-M | LBS MANUAL | - | Bandengan
AB188 | AB 188-03 | FLOUKIT-M | PB | - | Bandengan
AB188 | AB 188-04 | SCHNEIDER SM6 | CBOM | 2015 | Bandengan
AB219 | AB 219-01 | EGA | LBS MANUAL | 2017 | Bandengan
AB219 | AB 219-02 | EGA | LBS MANUAL | 2017 | Bandengan
AB219 | AB 219-03 | SCHNEIDER SM6 | PB | 2017 | Bandengan
B6Q | B 6Q-01 | SCHNEIDER SM6 | CBO RC | 2017 | Bandengan
AB192 | AB 192-01 | EGA | LBS MOTORIZE | 2017 | Bandengan
AB192 | AB 192-02 | SCHNEIDER SM6 | LBS MANUAL | 2017 | Bandengan
AB192 | AB 192-03 | ABB UNISWITCH SDC | PB | 2005 | Bandengan
MK148 | MK 148-01 | FLOUKIT-M | LBS MOTORIZE | 2003 | Bandengan
MK148 | MK 148-02 | FLOUKIT-M | LBS MANUAL | 2003 | Bandengan
MK148 | MK 148-03 | FLOUKIT-M | PB | 2003 | Bandengan
B202 | B 202-2 | EGA | LBS MANUAL | 2017 | Bandengan
B202 | CI-2017-W53-5-0017 | SCHNEIDER SM6 | PB 1 | 2017 | Bandengan
B202 | CI-2017-W53-4-0026 | EGA | PB 2 | 2017 | Bandengan
B333 | B 333-02 | MG SM6 | LBS MANUAL | 2005 | Bandengan
B333 | CI.2017.W22.4.0030 | SCHNEIDER SM6 | LBS MOTORIZED | 2017 | Bandengan
B333 | B 333-03 | MG SM6 | PB | 2005 | Bandengan
B21A | B 21A-01 | EGA | LBS MOTORIZE | 2017 | Bandengan
KL194 | KL194 | GAE | PB |  | Bintaro
KJ251 | KJ251-LBS RMU | AREVA | LBS |  | Kebon Jeruk
GH0141 | SM0940057CL | SCHNEIDER | LBS | 2009 | Ciputat
PK44G | W21-5-0048 | SCHNEIDER | LBS |  | Marunda
KJ404 | NYUSUL1-KJ404 | EGA | LBS MOTORIZE | 2018 | Kebon Jeruk
JR31 | 1126.17.212 | EGA | LBS | 2017 | Pondok Gede
JR168 | CI-2016-W35-5-0002 | SCHNEIDER | LBS | 2016 | Pondok Gede
JS128P | 1130.17.214 | EGA | PB | 2017 | Pondok Gede
PD29 | 501733863/1001-012 | ABB | LBS | 2017 | Pondok Gede
E150 | CI-2016-W32-2-0021 | SCHNEIDER | LBS | 2016 | Pondok Gede
E150 | CI-2016-W34-7-0008 | SCHNEIDER | LBS | 2016 | Pondok Gede
E151B | 1156.17.213 | EGA | LBS | 2017 | Pondok Gede
E62A | 0061.17.214 | EGA | PB |  | Ciracas
JS53 | 1134.17.213 | EGA | LBS | 2017 | Pondok Gede
E440 | 0326.18.212/E 15A | EGA | LBS | 2018 | Kramat Jati
MP235 | CI. 2018-W23-2-0036 | SCHNEIDER | LBS MOTORIZE | 2018 | Bulungan
GD126 | T73005442541.0081 | SIEMENS | PB | 2017 | Ciracas
JGK29 | CI-2018-W14-2-0027/2018 | SCHENEIDER | LBS-1 |  | Lenteng Agung
JGK29 | CI-2018-W10-2-0020/2018 | SCHENEIDER | LBS-2 |  | Lenteng Agung
K66A | CI-2018-W23-2-0002 | SCHNEIDER | CBOG | 2018 | Jatinegara
JW2P | 9507117L | MG SM6 | LBS |  | Pondok Gede
JW82 | 0831.16.212 | EGA | PB | 2016 | Pondok Gede
JS120P | 22346/032/10/01/E6 | GAE | LBS | 2010 | Pondok Gede
JR138 | CI-2014-W29-6-0014 | SCHNEIDER SM6 | PB | 2014 | Pondok Gede
PD47P | 121206 | ABB UNIS | LBS | 2012 | Pondok Gede
JR184 | 0655.17.214 | EGA | PB | 2017 | Pondok Gede
E102M | 113617214 | EGA | PB | 2017 | Pondok Gede
JS70 | CI-2015-W23-2-0017 | SCHNEIDER | LBS | 2015 | Pondok Gede
DT28 | CI-2018-W28-2-0029 | SCHNEIDER | LBS | 2018 | Jatinegara
DT28 | CI-2018-W19-5-0002 | SCHNEIDER | LBS | 2018 | Jatinegara
JS73 | 24715213 | EGA | LBS | 2015 | Pondok Gede
BTC37 | C1-2018-W27-4-0039 | SCHINEIDER | LBS MOTORIZE | 2018 | Cengkareng
JS132P | 20042151280013 | ABB SAFEPLUS | LBS | 2004 | Pondok Gede
JS15 | - | ABB BC5 | LBS |  | Pondok Gede
JR177 | 1526-13BF | EGA | PB |  | Pondok Gede
JR44 | 0011.16.214 | EGA | PB |  | Pondok Gede
E153S | 0284.16.214 | EGA | PB | 2016 | Pondok Gede
PRH | 12.1205 | ABB UNISWITCH | LBS |  | Pondok Gede
JS111 | SM1039093CI | SCHNEIDER SM6 | LBS |  | Pondok Gede
E205A | 112717214 | EGA | PB | 2017 | Pondok Gede
JS196 | 22712 | EGA | PB |  | Pondok Gede
GD340 | CI.2016.W08.2.0011 | SCHNEIDER SM6 | PGC |  | Ciracas
JS247 | T73005555599.0113 | SIEMENS | LBS | 2018 | Pondok Gede
TD300 | 1524.17.213 | EGA | LBS | 2017 | Ciputat
CN47 | 0403.17.216 | EGA | LBS CBO | 2017 | Ciputat
T428P | 0756.16.212 | EGA | PMT |  | Menteng
T428P | 0769.13.BF | EGA | PB |  | Menteng
PL255 | 3183.17.213 | EGA | LBS | 2017 | Pondok Kopi
PS192 | 31764/089/18/03/E6 | GAE | PMT | 2018 | Cempaka Putih
PS192 | 31754/089/18/03/E6 | GAE | PMT | 2018 | Cempaka Putih
RWB2 | T73005052683-0089 | SIEMENS | LBS | 2018 | Cengkareng
RWB2 | - | SIEMENS | LBS | 2018 | Cengkareng
PS192 | 31800/028/18/06/E6 | GAE | PMT | 2018 | Cempaka Putih
MK240 | 701 | FLUOKIT M24 | LBS |  | Bandengan
MK240 | 2744 | FLUOKIT M24 | LBS |  | Bandengan
CNK16 | 2017CSF63408 | ORMAZABAL | LBS | 2017 | Ciputat
TD450 | CSF63907 | ORMAZABAL | LBS | 2017 | Ciputat
TD450 | CSF61100 | ORMAZABAL | PB | 2017 | Ciputat
JR124 | 843.13.BF | EGA | PB | 2013 | Pondok Gede
PD25 | 140415213 | EGA | LBS | 2017 | Pondok Gede
JS26 | - | GAE | LBS | - | Pondok Gede
A160P | A160P_LBS2 | EGA | LBS |  | Bandengan
JS8 | 1569.13.BF | EGA | PB II | 2013 | Pondok Gede
E205A | 91317212 | EGA | LBS | 2017 | Pondok Gede
GD423 | 1641.17.234 | EGA | LBS | 2017 | Ciracas
CK34A | 0654.16.212 | EGA | LBS | 2016 | Marunda
JR205 | 1473-16-213 | EGA | LBS MOTORIZE | 2016 | Pondok Gede
GD407P | CI.2016.W17.6.0045 | SCHNEIDER | PB | 2016 | Ciracas
GD407P | CI.2016.W22.5.0045 | SCHNEIDER | LBS | 2016 | Ciracas
BN42 | 1833-216-213 | EGA | PMT | 2016 | Menteng
KM28 | 0247.17.213 | EGA | LBS | 2016 | Jatinegara
DT15 | 0323.17.216 | EGA | CBOM | 2017 | Jatinegara
DT24 | 0009.17.212 | EGA | LBS | 2017 | Jatinegara
KM24 | 0246.17.213 | EGA | LBS MOTORIZED | 2017 | Jatinegara
CB133 | 1862.16.213 | EGA | LBS | 2016 | Ciracas
CB133 | 0668.16.212 | EGA | LBS | 2016 | Ciracas
KDR289 | CI-2017-W17-3-0028 | SCHNEIDER | PGC | 2017 | Cengkareng
DB3E | DB 3E-02 | SCHNEIDER SM-6 | LBS MANUAL | 2017 | Bandengan
DB3E | DB 3E-03 | EGA | PB | 2017 | Bandengan
MK319 | MK 319-03 | EGA | PB 1 | 2017 | Bandengan
TP88 | TP 88 - PB2 | MERLIN GERLIN SM6 | PB 1 |  | Cempaka Putih
PM19B | CI-2017-W30-2-0047 | SCHNEIDER | LBS MOTORIZE | 2017 | Jatinegara
PM199 | PM199_CI-2017-W04-5-0038 | SCHNEIDER | LBS | 2017 | Jatinegara
PM199 | PM199_CI-2017-W29-5-0024 | SCHNEIDER | PB TRAFO | 2017 | Jatinegara
TD53 | 0866.17.214 | EGA | PB | 2017 | Ciputat
CN88 | 0490.17.212 | EGA | LBS CBO | 2017 | Ciputat
BT365 | BT365 | EGA | PB |  | Bintaro
CD40 | CD40 | MG | PB |  | Bintaro
CN4 | 1512.17.213 | EGA | LBS MOTORIZE | 2017 | Ciputat
CP194 | 1667.17.213 | EGA | LBS MOTORIZE | 2017 | Ciputat
TD176 | 1522.17.213 | EGA | LBS MOTORIZE | 2017 | Ciputat
TD291 | 1513.17.213 | EGA | LBS MOTORIZE | 2017 | Ciputat
GD74A | CI.2018.W21.1.0027 | SCHNEIDER SM6 | LBS |  | Ciracas
TB51 | CI-2012-W20-2-0002 | SCHNEIDER | LBS | 2012 | Jatinegara
GH0141 | SM0802524 | SCHNEIDER | LBS | 2008 | Ciputat
GH0141 | 3047 | CONTAPLASMA | LBS | 2013 | Ciputat
GH0141 | 54415213 | EGA | LBS | 2015 | Ciputat
RG207 | C1.2017-W35-4-0038 | SCHNEIDER | LBS-2 |  | Lenteng Agung
GH0413 | T73005065334-0070 | SIEMENS | LBS RC | 2017 | Ciputat
PIK48 | 170726 | EGA | LBS | 2017 | Bandengan
KJ278 | KJ278-LBS2 | FLOUKIT M AREVA | LBS MANUAL |  | Kebon Jeruk
CP513 | 1502-16-213 | EGA | LBS | 2016 | Ciputat
B99A | B992/PB | EGA | PB |  | Bandengan
TB33 | CI-2017-W33-3-0030 | SCHNEIDER | LBS MOTORIZE | 2017 | Jatinegara
TB4 | 01.44.15.214 | SCHNEIDER | PB TRAFO |  | Jatinegara
T411 | T411 | EGA | PMT |  | Menteng
E238 | CI.2016.W49.4.1057 | SCHNEIDER SM6 | LBS | 2016 | Ciracas
GD124 | CI.2017.W29.5.0018 | SCHNEIDER SM6 | LBS |  | Ciracas
SP105 | SP105-TRAFO | GAE | PB | 2010 | Kebon Jeruk
KPK57K | CI2019 W29 2 0048 | SCHNEIDER | LBS | 2017 | Bandengan
KJ291 | KJ291-LBS1 | GAE | LBS MANUAL |  | Kebon Jeruk
KJ291 | KJ291-LBS2 | GAE | LBS MANUAL |  | Kebon Jeruk
AB142 | AB 142-02 | SCHNEIDER SM6 | LBS MANUAL | 2017 | Bandengan
AB142 | AB 142-03 | EGA | PB | 2017 | Bandengan
B76 | B 76-04 | EGA | PB 2 | 2017 | Bandengan
AB80 | AB 80-06 | EGA | LBS MOTORIZE | 2017 | Bandengan
AB80 | AB 80-07 | EGA | LBS MOTORIZE | 2017 | Bandengan
GH0213 | GH 213-05 | EGA | LBS MOTORIZE | 2017 | Bandengan
GH0213 | GH 213-10 | SCHNEIDER SM6 | LBS MOTORIZE | 2017 | Bandengan
GH0213 | GH 213-15 | SCHNEIDER SM6 | LBS MOTORIZE | 2017 | Bandengan
GH0040 | GH 40-01 | SCHNEIDER SM6 | LBS MOTORIZE | 2017 | Bandengan
GH0040 | GH 40-07 | SCHNEIDER SM6 | LBS MOTORIZE | 2017 | Bandengan
GH0040 | GH 40-08 | SCHNEIDER SM6 | LBS MOTORIZE | 2017 | Bandengan
GH0040 | GH 40-13 | SCHNEIDER SM6 | LBS MOTORIZE | 2017 | Bandengan
CKG180 | 0232.17.212 | EGA | LBS | 2017 | Cengkareng
CKG180 | 0259.17.212 | EGA | LBS | 2017 | Cengkareng
BN46P | 2469.17.213 | EGA | PMT |  | Menteng
BN46P | 2470.17.213 | EGA | PMT |  | Menteng
BN46P | 1421.17.214 | EGA | PB |  | Menteng
MB4 | MB 4-01 | SCHNEIDER SM6 | LBS MOTORIZE | 2017 | Bandengan
A68 | A 68-02 | EGA | LBS MANUAL | 2017 | Bandengan
A68 | A 68-04 | EGA | CBOM | 2017 | Bandengan
A69 | A 69-01 | SCHNEIDER SM6 | CBO RC | 2017 | Bandengan
A69 | A 69-02 | EGA | LBS MANUAL | 2017 | Bandengan
A69 | A 69-04 | FLOUKIT-M C40 | CBOM | 2010 | Bandengan
PIK14 | PIK 14-01 | EGA | LBS MOTORIZE | 2017 | Bandengan
GD405 | CI.2015.W25.1.0010 | SCHNEIDER SM6 | LBS |  | Ciracas
JR205 | C1-2016-W45-3-0053 | SCHNEIDER | PB | 2016 | Pondok Gede
GH0208 | CL-2016-W23-2-0037 | SCHNEIDER | LBS MOTORIZED | 2016 | Tanjung Priok
GH0208 | CL-2016-W23-2-0029 | SCHNEIDER | LBS MOTORIZED | 2016 | Tanjung Priok
BN42 | 0727-216-212 | EGA | PMT | 2016 | Menteng
E421 | E421-15041612 | EGA | LBS | 2016 | Kramat Jati
E421 | E421-02616212 | EGA | LBS (MOTORIZE) | 2016 | Kramat Jati
E421 | E421-CI2016W3210014 | SCHNEIDER | PBTRAFO | 2016 | Kramat Jati
E419 | E419-CI2017W02330031 | SCHNEIDER | LBS | 2016 | Kramat Jati
E419 | E419-CI2016W3160021 | SCHNEIDER | PBTRAFO | 2016 | Kramat Jati
CK143 | W44.4.0020 | SCHNEIDER SM6 | PGC | 2015 | Marunda
CL27 | W08.4.0032 | SCHNEIDER SM6 | LBS | 2016 | Marunda
PK34B | 0671.15.213 | EGA | LBS | 2016 | Marunda
PK34B | 0593.16.212 | EGA | LBS | 2016 | Marunda
PK34B | 0398.16.214 | EGA | PB | 2016 | Marunda
KG429 | 1040S187 | ORMAZABAL | LBS | 2011 | Marunda
KG429 | 1037S202 | ORMAZABAL | LBS | 2011 | Marunda
KG429 | 1120S131 | ORMAZABAL | PT | 2011 | Marunda
KG429 | 1118S248 | ORMAZABAL | PGC | 2011 | Marunda
P99 | 273-7.212 | EGA | PMT | 2017 | Menteng
JW83 | 0239.17.214 | EGA | PB | 2017 | Pondok Gede
MK319 | MK 319-04 | EGA | PB 2 | 2017 | Bandengan
CK32 | - | EGA | PGC |  | Marunda
DT61 | DT61 | EGA | CBOG-1 |  | Lenteng Agung
CB134 | 0070.17.214 | EGA | PB | 2017 | Ciracas
GD154 | CI.2017.W31.3.0015 | SCHNEIDER SM6 | PB |  | Ciracas
CK223 | - | SCHNEIDER | LBS |  | Marunda
CK223 | - | SCHNEIDER | LBS |  | Marunda
TD220 | 0551.17.216 | EGA | LBS CBO | 2017 | Ciputat
B52BNEW | T73005032314-0022 | SIEMENS | LBS | 2017 | Bandengan
CD87 | CD87 | FLUMATIK | PB |  | Bintaro
KL59B | KL59B | MG KUNING | PB |  | Bintaro
CD168 | CD168 | FLOUKIT.M | LBS |  | Bintaro
K34B | 12.16.03 | ABB UNISWICTH | PB TRAFO | - | Jatinegara
T411 | CI-2019-W39-4-0083 | SCHNEIDER | CBO-JAR | 2019 | Menteng
D362 | D362 | SCHNEIDER | PMT |  | Menteng
GH0164 | 4977 | FLUOKIT - M | LBS MOTORIZE | 1995 | Jatinegara
GH0164 | 13078 | FLUOKIT M+ | LBS MOTORIZE | 2010 | Jatinegara
KD92 | C1-2017-W03-4-0009 | SCHNEIDER | LBS | 2017 | Jatinegara
KD92 | C1-2017-W22-4-0018 | SCHNEIDER | CBO PENYULANG | 2017 | Jatinegara
CD403 | CI-2018-W21-6-0035 | SCHNEIDER | LBS | 2018 | Bintaro
K12A | 22359/032/10/02/E6 | GAE | PB | 2010 | Jatinegara
K12A | 131210 | ABB | LBS | 2010 | Jatinegara
K12E | C1-2016-W22-1-0041 | SCHNEIDER | PB | 2016 | Jatinegara
K12E | C1-2016-W24-3-0022 | SCHNEIDER | LBS | 2016 | Jatinegara
KM91 | 0338.14.211 | EGA | PB TRAFO | 2014 | Jatinegara
KM91 | 0321.14.209 | EGA | LBS | 2014 | Jatinegara
KM89 | 0715.14.209 | EGA | LBS | 2014 | Jatinegara
K63CN | 3551 | FLUOKIT M | PB | 2008 | Jatinegara
KM30 | NO NAME PLATE | KIT C25 | PB | 1995 | Jatinegara
K17ABIS | 245.12.BF | EGA | PB | 2012 | Jatinegara
K34C | Cl-2019-W28-4-1405 | SCHNEIDER RM6 | LBS MOTORISE | 2019 | Jatinegara
KM64 | SB-2011-W22-1-0015 | SCHNEIDER | PB | 2011 | Jatinegara
JW25 | - | ORMAZABAL | PB |  | Pondok Gede
AB295 | AB295_KOPEL ACO | EGA | LBS |  | Bandengan
PK177 | W20-5-0005 | SCHNEIDER | LBS |  | Marunda
PK11B | W44-1-0019 | SCHNEIDER | LBS |  | Marunda
GD340 | CI.2017.W36.1.0005 | SCHNEIDER SM6 | LBS |  | Ciracas
CKG184 | T73005442627-0083 | SIEMENS | LBS | 2018 | Cengkareng
D384 | CI.2018.W20.1.0050 | SCHNEIDER | PMT | 2018 | Menteng
DB20A | 3530030 | SCHENDER MOTORICE | PMT | 2017 | Menteng
CD407 | CI-2018-W32-3-0046 | SCHNEIDER | LBS | 2018 | Bintaro
JR78 | 1416.17.213 | EGA | LBS | 2017 | Pondok Gede
JR78 | 1255.17.214 | EGA | PB | 2017 | Pondok Gede
DT80 | DT80 | SCHNEIDER | CBOG-1 |  | Lenteng Agung
PK285M | S/N 1707819 | EGA | LBS |  | Marunda
E422 | E422-093116212 | EGA | LBS (MOTORIZE) | 2016 | Kramat Jati
KM24 | 0214.17.216 | EGA | CBOM | 2017 | Jatinegara
JW83 | 0834.16.212 | EGA | LBS MOTORIZE | 2017 | Pondok Gede
GD6 | S.9501736 | SCHNEIDER SM6 | LBS |  | Ciracas
KPK20 | KPK 20-02 | SCHNEIDER SM-6 | LBS MANUAL | 2017 | Bandengan
MK319 | MK 319-02 | SCHNEIDER SM-6 | LBS MANUAL | 2017 | Bandengan
KPK16 | KPK 16-03 | FLUOKIT M24 | PGDB | 2015 | Bandengan
B281 | B 281-01 | EGA | LBS MOTORIZED | 2017 | Bandengan
MB61 | MB 61-02 | EGA | LBS MOTORIZED | 2016 | Bandengan
CK236 | - | EGA | LBS | 2017 | Marunda
KP17 | 1119.17.234 | EGA | CBOM | 2017 | Marunda
KP17 | 0620.17.214 | EGA | PB | 2017 | Marunda
CK202 | - | SCHNEIDER SM6 | LBS | - | Marunda
TB26 | TB26_CI-2017-W28-6-0029 | SCHNEIDER | LBS MOTORIZE | 2017 | Jatinegara
TD179 | 0511.17.216 | EGA | LBS | 2017 | Ciputat
CP99 | 0971.17.214 | EGA | LBS | 2017 | Ciputat
TD8A | 0948.17.214 | EGA | PB | 2017 | Ciputat
E239 | CI.2017.W24.5.0018 | SCHNEIDER SM6 | LBS |  | Ciracas
CP181 | 1848.17.216 | EGA | LBS MOTORIZE | 2017 | Ciputat
TD424 | 1666.17.213 | EGA | LBS MOTORIZE | 2017 | Ciputat
CP163 | 1668.17.213 | EGA | LBS MOTORIZE | 2017 | Ciputat
RG108P | RG 108 | EGA | PB-1 |  | Lenteng Agung
CD399 | 1316.17.212 | EGA | LBS | 2017 | Bintaro
GH0424 | 0638.15.213 | EGA | LBS RC | 2015 | Ciputat
GH0424 | 0635.15.213 | EGA | LBS RC | 2015 | Ciputat
GD382P | CI.2015.W44.4.0053 | SCHNEIDER SM6 | LBS | 2015 | Ciracas
KJ397 | 1051.16.212 | EGA | LBS MANUAL | 2016 | Kebon Jeruk
AB215 | AB 215-03 | EGA | PGC | 2016 | Bandengan
JR217 | CI-2017-W03-3-0035 | SCHNEIDER | LBS | 2017 | Pondok Gede
KJ301 | KJ301-LBS1 | GAE | LBS MANUAL |  | Kebon Jeruk
KJ301 | KJ301-LBS2 | GAE | LBS MANUAL |  | Kebon Jeruk
KJ301 | KJ301-PB1 | GAE | PB |  | Kebon Jeruk
KJ303 | KJ303-LBS1 | GAE | LBS MANUAL |  | Kebon Jeruk
KJ307 | KJ307-LBS2 | GAE | LBS MANUAL |  | Kebon Jeruk
KJ307 | KJ307-PB | GAE | PB TRAFO |  | Kebon Jeruk
KJ313 | KJ313-LBS1 | ABB | LBS MOTORIZED |  | Kebon Jeruk
KJ313 | KJ313-LBS2 | ABB | LBS MOTORIZED |  | Kebon Jeruk
KL38A | KL38A-KJ111 | SCHNEIDER | LBS | 2016 | Kebon Jeruk
KJ320 | KJ320-LBS2 | ABB | LBS MOTORIZED |  | Kebon Jeruk
AB114 | AB 114-06 | SCHNEIDER SM6 | LBS MOTORIZE | 2017 | Bandengan
AB114 | AB 114-07 | SCHNEIDER SM6 | LBS MOTORIZE | 2017 | Bandengan
MK188 | CI 2017 W43 3 0037 | SCHNEIDER SM6 | LBS MOTORIZE | 2017 | Bandengan
A99 | A 99-01 | SCHNEIDER SM6 | LBS MOTORIZE | 2017 | Bandengan
AB114 | AB 114-11 | EGA | CBOM | 2017 | Bandengan
MK188 | CI 2017 W53 3 0013 | SCHNEIDER | PB | 2017 | Bandengan
A99 | A 99-03 | EGA | CBOM | 2017 | Bandengan
MB40 | MB 40-01 | EGA | LBS MOTORIZE | 2017 | Bandengan
MB40 | MB 40-02 | SCHNEIDER SM6 | LBS MANUAL | 2017 | Bandengan
MK327 | MK 327-01 | SCHNEIDER SM6 | CBO RC | 2017 | Bandengan
MK327 | MK 327-02 | EGA | LBS MANUAL | 2017 | Bandengan
MK327 | MK 327-03 | EGA | PB | 2017 | Bandengan
B67E | B 67E-01 | SCHNEIDER SM6 | CBO RC | 2017 | Bandengan
B67E | B 67E-02 | SCHNEIDER SM6 | LBS MANUAL | 2017 | Bandengan
B67E | B 67E-03 | EGA | PB | 2017 | Bandengan
MK453 | SM 0702127 | MERLIN GERLIN | LBS MOTORIZE | 2017 | Bandengan
MK453 | CI 2017 W37-1-0034 | SCHNEIDER | LBS MANUAL | 2007 | Bandengan
MK453 | SM 0700053 | MERLIN GERLIN | PB | 2007 | Bandengan
MK453 | CI 2015 W34-4-0045 | SCHNEIDER | PB | 2007 | Bandengan
DB53 | DB 53-01 | SCHNEIDER SM6 | LBS MOTORIZE | 2017 | Bandengan
DB53 | DB 53-02 | SCHNEIDER | LBS MANUAL | - | Bandengan
DB53 | DB 53-03 | SCHNEIDER | PB | - | Bandengan
DB13 | DB 13-02-0996-20 | ULUSOY ELECTRIC | LBS | - | Bandengan
DB13 | DB 13-04-1158-20 | ULUSOY ELECTRIC | PB 2 | - | Bandengan
B235N | B 235N-01 | EGA | LBS MOTORIZE | 2017 | Bandengan
B235N | B 235N-2 | FLOUKIT-M24 | LBS MANUAL | - | Bandengan
BC80 | 0866.18.214 | EGA | PB2 | 2018 | Cengkareng
CP515 | 0588-16-212 | EGA | LBS | 2016 | Ciputat
E422 | E422-011917214 | EGA | PBTRAFO | 2017 | Kramat Jati
BK225 | IEC62271.0718.16.212 | EGA | LBS | 2016 | Marunda
BK102 | 143.214 | EGA | PB TRAFO | 2017 | Marunda
CK44D | - | MG VERCORS M6 | PB TRAFO |  | Marunda
E423 | E423-3 | EGA | PBTRAFO | 2017 | Kramat Jati
T414 | 1728-16-213 | EGA | CBOM | 2017 | Menteng
MD111 | 0973.16.212 | EGA | LBS | 2017 | Marunda
CB1 | 0499.17.213 | EGA | LBS | 2017 | Ciracas
PG438 | CI-2017-W22-2-0026 | EGA | PMT | 2017 | Cempaka Putih
KP36 | 62271.105 | SIEMENS | PB TRAFO | 2005 | Marunda
CK42 | 0445.12.213 | EGA | LBS | 2017 | Marunda
CK42 | 0447.17.216 | EGA | PGC | 2017 | Marunda
BK55 | 0204.17.212 | EGA | LBS | 2017 | Marunda
S151 | S151 | SCHNEIDER | PMT |  | Menteng
TD8A | 0939.17.212 | EGA | LBS | 2017 | Ciputat
MN47 | CI-2017-W05-5-0016 | SCHENEIDER | LBS | 2017 | Pondok Gede
B207 | CI-2017-W9-4-0022 | SCHNEIDER SM6 | CBO RC | 2017 | Bandengan
GH0164 | 8866 | FLUOKIT - M | LBS MOTORIZE | 2001 | Jatinegara
GH0164 | 8887 | FLUOKIT - M | LBS MOTORIZE | 1997 | Jatinegara
PM18 | PM18_12.1259 | ABB UNISWITCH | PB TRAFO | 2012 | Jatinegara
BT116 | BT116 | SCHNEIDER | PGDB / PGC |  | Bintaro
BT71 | BT71 | MG. SM 6 | PGDB / PGC |  | Bintaro
CD67 | CI-2017-W36-4-0020 | SCHNEIDER | PB | 2017 | Bintaro
BT380 | BT380 | EGA | LBS |  | Bintaro
GNS22G | GNS22_B103 | EGA | LBS |  | Bandengan
KL52A | KL52A | KIT 27,2 | PB |  | Bintaro
BT295 | BT295 | ABB | PB |  | Bintaro
KL37 | kl37 | C. PLASMA | PB |  | Bintaro
CN126 | 0004.10.2.10 | EGA | CBOM |  | Ciputat
BK55 | 1548.13.BF | EGA | PB TRAFO | 2016 | Marunda
CP279 | 1727.17.213 | EGA | LBS MOTORIZE | 2017 | Ciputat
TD126A | 177017213 | EGA | LBS MOTORIZE | 2017 | Ciputat
K34B | 12.11.58 | ABB UNISWICTH | LBS | - | Jatinegara
GD279P | CI.2016.W21.3.0033 | SCHNEIDER SM6 | LBS |  | Ciracas
BT378 | 0408-17-212 | EGA | LBS | 2017 | Bintaro
BT378 | 0666-17-214 | EGA | PB | 2017 | Bintaro
CD394 | 0606.17.212 | EGA | LBS | 2017 | Bintaro
CD394 | 0825.17.214 | EGA | PB | 2017 | Bintaro
CD397 | 0548.17.212 | EGA | LBS | 2017 | Bintaro
KJ398 | 0145.17.212 | EGA | LBS MANUAL | 2017 | Kebon Jeruk
CP47A | 1083.17.234 | EGA | LBS | 2017 | Ciputat
GD412 | 1706.16.216 | EGA | LBS | 2016 | Ciracas
GD412 | 0632.16.212 | EGA | LBS | 2016 | Ciracas
GD412 | 0509.16.214 | EGA | PB | 2016 | Ciracas
GH0164 | CI-2015-W24-4-0049 | SCHNEIDER | LBS MOTORIZE | 2015 | Jatinegara
BT53 | BT53 | SCHNEIDER | LBS |  | Bintaro
CD113 | CD113 | EGA | LBS |  | Bintaro
CD203 | CD203 | SIEMENS | PB |  | Bintaro
BT273 | BT273 | GAE | LBS |  | Bintaro
CD327 | CD327 | ABB | PB |  | Bintaro
BT273 | BT273 | GAE | LBS |  | Bintaro
CD76 | CD76 | ABB | LBS |  | Bintaro
BT366 | BT366 | EGA | LBS |  | Bintaro
CD107 | CD107 | SIEMENS | LBS |  | Bintaro
CD286 | CD286 | UNINDO | LBS |  | Bintaro
BT14 | PGDB-BT14 | FLUKIT M | PGDB/PGC |  | Bintaro
BT273 | BT279 | SCHNEIDER | LBS |  | Bintaro
CD344 | CD344 | SCHNEIDER | LBS |  | Bintaro
CD4 | CD4 | FLUKIT M | PB |  | Bintaro
CD198 | CD198 | GAE | LBS |  | Bintaro
CD211 | CI-2017-W04-5-0039 | SCHNEIDER | LBS | 2017 | Bintaro
KL116 | KL116 | GAE | LBS |  | Bintaro
KL199 | KL199 | ABB | LBS |  | Bintaro
KL116 | KL116 | GAE | PB |  | Bintaro
CD236 | CD236 | GAE | PB |  | Bintaro
CD342 | CD342 | EGA | PB |  | Bintaro
BT285 | BT285 | EGA | PB |  | Bintaro
KL38 | CI-2017-W36-3-0043 | SCHNEIDER | PB | 2017 | Bintaro
CD159 | CD159 | ONT PLASMA | PB |  | Bintaro
CD37A | CD37A | FLUKIT M | LBS |  | Bintaro
KL24N | KL24N | KIT.27.2/ | LBS |  | Bintaro
KL60 | KL60 | FLOUMATIC | LBS |  | Bintaro
KL60 | KL60 | ABB | PB |  | Bintaro
CD335 | CD335 | SCHENEIDER | PGDB/PGC |  | Bintaro
KL24N | KL24N | KIT27.2/TAMCO | PB |  | Bintaro
DK8 | CI-2017-W08-1-0037 | SCHNEIDER | PB | 2017 | Bintaro
KL63 | KL63 | EGA | LBS |  | Bintaro
BT314 | BT314 | SCHNEIDER | CBOG |  | Bintaro
DK7 | LBS-CI-2017-W03-5-0038 | SCHNEIDER | LBS | 2017 | Bintaro
DK7 | 0331.17.213 | EGA | LBS | 2017 | Bintaro
BT327 | BT327 | SCHNEIDER | CBOG |  | Bintaro
CD94 | CD94 | MG | LBS |  | Bintaro
CD94 | CD94 | MG | LBS |  | Bintaro
BT60 | BT60 | SIEMEN | LBS |  | Bintaro
KL78 | KL78 | KIT27.2 | PB |  | Bintaro
BT359 | BT359 | EGA | PB |  | Bintaro
KDR306 | - | EGA | LBS | 2017 | Cengkareng
KDR306 | - | SCHNEIDER | PB | 2017 | Cengkareng
CKG181 | 1030-17-212 | EGA | LBS | 2017 | Cengkareng
KJ322 | KJ322-LBS1 | SCHNEIDER | LBS MOTORIZED | 2013 | Kebon Jeruk
CB30 | CI.2017.W31.5.0020 | SCHNEIDER SM6 | LBS |  | Ciracas
JR54 | T73005555599-0117 | SIEMENS | PB |  | Ciracas
AB94 | AB 94_B1 | MG VERCORS M6 | B1 |  | Bandengan
TP100 | PMT-GI-TP100 | SCHNEIDER SM6 | PMT |  | Cempaka Putih
TP100 | PGC 2 - TP 100 | SCHNEIDER SM6 | PGC 1 |  | Cempaka Putih
K307P | 1458-17-214 | EGA | PB | 2018 | Menteng
S132P | S132P | SIEMENS | PMT |  | Menteng
KM101N | T73005442624-0083 | SIEMENS | LBS | 2017 | Jatinegara
KM101N | T73005442541-0075 | SIEMENS | PB | 2017 | Jatinegara
K79 | T73005442541-0019 | SIEMENS | LBS | 2017 | Jatinegara
KB111 | CI.2018.W12.5.0046 | SCHNEIDER | LBS | 2018 | Bulungan
KPS1 | 1746.17.213 | EGA | LBS | 2017 | Pondok Gede
T436 | CI.2018.W21.2.0031 | SCHNEIDER | PMT | 2018 | Menteng
T436 | 0261.18.234 | EGA | CBOM | 2018 | Menteng
PK257 | - | FLUOKIT M | PB |  | Marunda
BK135 | W-20-50036 | SCHNEIDER | LBS/CBOM |  | Marunda
PK172 | W20-5-0036 | SCHNEIDER | LBS/CBOM |  | Marunda
PK257 | SM 0200652 | SCHNEIDER | PGC |  | Marunda
CK34A | 1672.16.218 | EGA | LBS | 2016 | Marunda
CK34A | W03.3.0031 | SCHNEIDER SM6 | PB 1 | 2017 | Marunda
PK57 | 62515213 | EGA | LBS | 2015 | Marunda
BK226 | 7896923 | SCHNEIDER SM6 | LBS | 2016 | Marunda
PK101B | 28116212 | EGA | LBS | 2016 | Marunda
MD27 | 25416214 | EGA | PB TRAFO | 2016 | Marunda
JR205 | C1-2016-W35-4-0065 | SCHNEIDER | LBS | 2016 | Pondok Gede
GH0395 | CL-2016-W24-7-0013 | SCHNEIDER | LBS MOTORIZED | 2016 | Tanjung Priok
GD407P | CI.2016.W16.4.0045 | SCHNEIDER | LBS | 2016 | Ciracas
BN42 | 0928-16-216 | EGA | CBOM | 2016 | Menteng
JS243 | 1601771 | PADMOUNT | LBS MOTORIZE | 2017 | Pondok Gede
JW78 | 0850.16.212 | EGA | LBS | 2016 | Pondok Gede
JW80 | 0100.17.214 | EGA | PB | 2017 | Pondok Gede
BT165 | 0301.17.213 | EGA | LBS | 2017 | Bintaro
PM175N | PM 175N | EGA | LBS-1 |  | Lenteng Agung
PL229 | 0238-16-214 | EGA | PB | 2016 | Pondok Kopi
PB54 | 1787.17.213 | EGA | LBS | 2017 | Pondok Kopi
TD11A | 176064 | MG VERCORT6 | PB TRAFO |  | Ciputat
AB66 | AB66-04 | GAE | PB |  | Bandengan
BK230 | 0235.17.212 | EGA | LBS | 2017 | Marunda
BK230 | 0291.17.214 | EGA | PB TRAFO |  | Marunda
BK231 | 0276.17.214 | EGA | PB TRAFO |  | Marunda
BK229 | 0216.17.212 | EGA | LBS |  | Marunda
BK229 | 0317.17.214 | EGA | PB TRAFO |  | Marunda
PM17A | 0328.17.212 | EGA | LBS | 2017 | Jatinegara
TT62 | T73005065334-0171 | SIEMEN | PB | 2017 | Menteng
PDR10 | T-7300506334-0117 | SIEMENS | LBS MOTORIZE | 2017 | Pondok Gede
PDR11 | T-73005032314-003 | SIEMENS | PB | 2017 | Pondok Gede
KG54 | 0325.17.213 | EGA | LBS | 2017 | Marunda
KG54 | 0324.17.213 | EGA | LBS | 2017 | Marunda
GD20C | T.73005052683-0258 | SIEMENS | LBS | 2017 | Ciracas
CL34 | 0130.17.213 | EGA | LBS | 2017 | Marunda
CB89 | CI.2017.W22.5.0036 | SCHNEIDER SM6 | LBS | 2017 | Ciracas
KM110 | 173005052683-0040 | SIEMENS | PB | 2017 | Jatinegara
CP381 | 0501.17.216 | EGA | CBO/LBS | 2017 | Ciputat
CP40A | 0901.17.212 | EGA | LBS | 2017 | Ciputat
TD179 | 1867.17.214 | EGA | PB | 2017 | Ciputat
CD390 | 285.17.214 | EGA | LBS | 2017 | Bintaro
CD390 | 0451.17.212 | EGA | PB | 2017 | Bintaro
CN88 | 0471.17.216 | EGA | LBS | 2017 | Ciputat
TD220 | 0878.17.214 | EGA | PB | 2017 | Ciputat
TD8A | 22494/032/10/02 | EGA | LBS | 2017 | Ciputat
CK20X | - | SCHNEIDER | LBS | 2017 | Marunda
BK12A | - | SCHNEIDER SM6 | PB TRAFO |  | Marunda
BK12A | - | EGA | LBS |  | Marunda
MK338 | 080.17.214 | EGA | PB |  | Bandengan
T409 | T409 | SCHNEIDER | PGC | 2016 | Menteng
GH0164 | 6417 | FLUOKIT M | LBS MOTORIZE | 1996 | Jatinegara
CK219 | - | EGA | LBS |  | Marunda
D362 | D362 | SCHNEIDER | PMT |  | Menteng
D362 | D362 | SCHNEIDER | PB |  | Menteng
GH0164 | 13071 | FLUOKIT M+ | LBS MOTORIZE | 2010 | Jatinegara
SC7 | 1006-17-212 2017 | EGA | PMT | 2017 | Cempaka Putih
KJ140 | CSF 63192 | ORMAZABAL | PB | 2016 | Kebon Jeruk
KJ38 | 16416214 | EGA | PB TRAFO 1 | 2017 | Kebon Jeruk
PIK41 | PIK41-026.17.212 | EGA | LBS | 2017 | Bandengan
TP118 | 0652-17-214 2017 | EGA | PB TRAFO | 2017 | Cempaka Putih
PS173 | PS 173 - PB | SCHNEIDER SM6 | PGC |  | Cempaka Putih
KJ252 | KJ252-LBS1 | SCHNEIDER | LBS MANUAL |  | Kebon Jeruk
GH0219 | 1708509 | EGA | LBS MOT | 2018 | Cengkareng
GH0059 | 0587.15.2013 | EGA | LBS MOT | 2015 | Cengkareng
GH0059 | IEC62271-200 | SCHINEIDER | LBS MOT |  | Cengkareng
GH0059 | C1-2014-W29-2-0015 | SCHINEIDER | LBS MOT | 2014 | Cengkareng
GH0059 | C1-2014-W11-7-0029 | SCHINEIDER | LBS MOT | 2014 | Cengkareng
BDU23 | 3774.17.213 | EGA | LBS MOTORIZE | 2017 | Bandengan
BDU23 | 0227.18.212 | EGA | PB | 2018 | Bandengan
JS95 | 0007.15.214 | EGA | PB | 2015 | Pondok Gede
PS172 | PS172-PGC | EGA | PMT |  | Cempaka Putih
PS172 | PS172-KOPEL 2-1 | SCHNEIDER SM6 | PMT |  | Cempaka Putih
A38 | A38_LBS | SCHNEIDER | LBS |  | Bandengan
A11 | A11_LBS1 | SCHNEIDER SM6 | LBS |  | Bandengan
A11 | A11_LBS3 | SCHNEIDER SM6 | LBS |  | Bandengan
D384 | CI.2018.W28.5.0030 | SCHNEIDER | PMT | 2018 | Menteng
JS248 | CI-2018-W29-2-0064 | SCHNEIDER | LBS | 2018 | Pondok Gede
E398 | E398-2018W3310021 | SCHNEIDER | LBS | 2018 | Kramat Jati
E398 | E398-2018W1960015 | SCHNEIDER | LBS ACO | 2018 | Kramat Jati
DT119 | 1342.17.212 | EGA MR | LBS-2 | 2017 | Lenteng Agung
JR225 | CI.2018.W13.4.0041 | SCHNEIDER | LBS | 2018 | Pondok Gede
JR225 | CI.2018.W10.3.0023 | SCHNEIDER | LBS MOTORIZED | 2018 | Pondok Gede
JR225 | CI.2018.W14.2.0019 | SCHNEIDER | LBS | 2018 | Pondok Gede
CL22 | W36-01-0050 | SCHNEIDER | LBS | 2016 | Marunda
JR204 | C1-2016-W46-7-0005 | SCHNEIDER | PB | 2016 | Pondok Gede
JR204 | 1524.16.213 | EGA | LBS MOTORIZE | 2016 | Pondok Gede
JR204 | 0256.16.212 | EGA | LBS | 2016 | Pondok Gede
JR196 | 0040-16-212 | EGA | LBS | 2016 | Pondok Gede
JR196 | 0840-16-213 | EGA | LBS MOTORIZE | 2016 | Pondok Gede
JR193 | 0055.16.212 | EGA | LBS | 2016 | Pondok Gede
JR193 | C1-2016-W25-5-0063 | SCHNEIDER | LBS MOTORIZE | 2016 | Pondok Gede
JR194 | 0056.16.212 | EGA | LBS | 2016 | Pondok Gede
JR194 | 0198.16.24 | EGA | PB | 2016 | Pondok Gede
JR198 | C1-2016-W35-4-0035 | SCHNEIDER | LBS | 2016 | Pondok Gede
JR198 | C1-2016-W32-0025 | SCHNEIDER | LBS MOTORIZE | 2016 | Pondok Gede
JR198 | C1-2016-W35-04-0003 | SCHNEIDER | PB | 2016 | Pondok Gede
MN44 | 1560.16.213 | EGA | LBS MOTORIZE | 2016 | Pondok Gede
MN44 | C1-2016-W48-1-0047 | SCHNEIDER | PB | 2016 | Pondok Gede
JR195 | C1-2016-W49-6-0004 | SCHNEIDER | LBS | 2016 | Pondok Gede
JR195 | C1-2016-W24-3-0037 | SCHNEIDER | LBS MOTORIZE | 2016 | Pondok Gede
JR195 | C1-2016-W16-4-0045 | SCHNEIDER | PB | 2016 | Pondok Gede
PDR8 | 1528.16.213 | EGA | LBS MOTORIZE | 2016 | Pondok Gede
T413 | 0286-16-212 | EGA | PMT | 2016 | Menteng
BK16 | 3915 | FLOUKIT M | PT |  | Marunda
PK243 | 1826 | FLOUKIT M BIRU | PGC | 2009 | Marunda
PK52N | 0474.15.213 | EGA | LBS | 2016 | Marunda
PK52N | 0345.15.212 | EGA | LBS | 2016 | Marunda
PK52N | 0205.15.214 | EGA | PB 1 | 2016 | Marunda
PK52N | 0247.15.214 | EGA | PB 2 | 2016 | Marunda
PK52N | 0204.15.214 | EGA | PB 3 | 2016 | Marunda
KG178 | C1-2017-W37-3-0036 | SCHNEIDER SM6 | LBS | 2016 | Marunda
KG4 | W41.1.0003 | SCHNEIDER SM6 | LBS | 2016 | Marunda
KG4 | W32.5.0025 | SCHNEIDER SM6 | LBS | 2016 | Marunda
KG4 | 0283.15.214 | EGA | PB | 2016 | Marunda
KG4 | W52.1.0005 | SCHNEIDER SM6 | PGC 1 | 2016 | Marunda
KG4 | - | SCHNEIDER SM6 | PGC 2 | 2016 | Marunda
MN46 | 1469.16.212 | EGA | LBS | 2016 | Pondok Gede
MN46 | 1469.16.213 | EGA | LBS MOTORIZE | 2016 | Pondok Gede
E39 | T73005555599.014 | SIEMENS | PB | 2016 | Ciracas
CP519 | 176016213 | EGA | LBS MOTORISE | 2016 | Ciputat
CP519 | 48816214 | EGA | PB TRAFO | 2016 | Ciputat
PM175N | PM 175N | EGA | LBS-2 |  | Lenteng Agung
CP37 | 136517213 | EGA | LBS MOTORIZE | 2017 | Ciputat
JW84 | 1192.17.212 | EGA | LBS | 2017 | Pondok Gede
BK229 | 0148.17.213 | EGA | LBS |  | Marunda
JW84 | 1441.17.213 | EGA | LBS MOTORIZE | 2017 | Pondok Gede
AB292 | AB292_PGC | EGA | PGC |  | Bandengan
SD85 | - | EGA | LBS |  | Tanjung Priok
SD85 | - | EGA | LBS |  | Tanjung Priok
CD400 | 0444.17.212 | EGA | LBS | 2017 | Bintaro
CD400 | 0285.17.214 | EGA | PB | 2017 | Bintaro
PML1 | SN 0139-17 | EGA | LBS MOTORIZE | 2017 | Ciputat
PML1 | SN 0959-17 | EGA | PB | 2017 | Ciputat
GH0141 | 6716 | UNINDO FLUOKIT M | LBS | 1997 | Ciputat
CB137 | 0718.17.214 | EGA | PB | 2017 | Ciracas
BK64 | - | SCHNEIDER SM6 | LBS |  | Marunda
KP34 | - | EGA | LBS |  | Marunda
PL248 | 0828.17.212 | EGA | LBS | 2017 | Pondok Kopi
BK137 | - | SCHNEIDER SM6 | LBS |  | Marunda
BK137 | - | SCHNEIDER SM6 | LBS |  | Marunda
BK227 | - | EGA | LBS |  | Marunda
GH0033 | CI-2018-W20-2-0063 | SCHNEIDER SM6 | LBS | 2018 | Marunda
CB38 | T.73005052683-0172 | SIEMENS | LBS |  | Ciracas
RG82P | RG 82P | EGA | LBS-1 |  | Lenteng Agung
RG82P | RG 82P | EGA | LBS-2 |  | Lenteng Agung
RG82P | RG 82P | SCHNEIDER | PB-1 |  | Lenteng Agung
CB54 | T.73005052683.0274 | SIEMENS | LBS |  | Ciracas
SP241 | RMUSP241 | MG | LBS |  | Kebon Jeruk
PIK12 | 1707174 | EGA | PB 2 |  | Bandengan
BDU20 | BDU20-C1-2016-W22-4-0006 | SCHNEIDER SM6 | CBOM | 2016 | Bandengan
CK159 | - | EGA | LBS |  | Marunda
CK159 | - | EGA | CBOM |  | Marunda
CK159 | - | EGA | PB TRAFO |  | Marunda
SP23 | LBSSP279 | FLOUKIT M | PB 2 |  | Kebon Jeruk
SP23 | LBSSP16G | EGA | PB SISIPAN |  | Kebon Jeruk
SP180 | SP180-SP107A | SCHNEIDER | LBS |  | Kebon Jeruk
PGS4 | - | EGA | LBS |  | Marunda
PGS4 | - | EGA | LBS |  | Marunda
PGS4 | - | EGA | PB |  | Marunda
PGL40 | CI-2017-W44-3-0046 | SCHNEIDER | CBOM | 2017 | Pondok Kopi
PL249 | 1175.17.212 | EGA | LBS | 2017 | Pondok Kopi
PIK35 | PIK 35-03 | SCHNEIDER SM6 | CBOM | 2016 | Bandengan
AB55B | AB 55B-01 | EGA | LBS MOTORIZE | 2017 | Bandengan
AB67 | AB 67-01 | MG VERCORS | LBS MANUAL | - | Bandengan
A139 | A 139-03 | SCHNEIDER SM6 | PB | 2017 | Bandengan
SP125C | SP125C-KJ150B | FLOUKIT M | PB |  | Kebon Jeruk
K199 | CI-2017-W04-5-0043 | SCHNEIDER | CBO PENYULANG | 2017 | Jatinegara
CN127 | T73005447541-0055 | SIEMENS | LBS | 2017 | Ciputat
CN127 | T73005442624-0005 | SIEMENS | PB | 2017 | Ciputat
CP139 | 24370/104/11/01/E6 | GAE | LBS |  | Ciputat
PS2N | KOPEL 4 - PS 2N | SCHNEIDER SM6 | PMT |  | Cempaka Putih
PS2N | KOPEL 3 - PS 2N | SCHNEIDER SM6 | PMT |  | Cempaka Putih
KDR302 | C1-2018-W13-2-0013 | SCHNEIDER | LBS MANUAL | 2018 | Cengkareng
KM9 | 0609.15.209 | EGA | LBS | 2015 | Jatinegara
KM77 | C1-2015-W28-5-0045 | SCHNEIDER | PB | 2015 | Jatinegara
KM77 | CI-2015-W19-7-0018 | SCHNEIDER | LBS | 2015 | Jatinegara
K57A | T73005442624-0076 | SIEMENS | LBS | 2017 | Jatinegara
CD403 | 0315.18.214 | EGA | PB | 2018 | Bintaro
K12A | 22509/0321/10/02/E6 | GAE | PB | 2010 | Jatinegara
KM89 | 0311.14.209 | EGA | LBS | 2014 | Jatinegara
KM30 | NO NAME PLATE | KIT C25 | PB | 1995 | Jatinegara
K34C | Cl-2021-W38-3-1402 | SCHNEIDER RM6 | PB TRAFO | 2021 | Jatinegara
K34C | Cl-2019-W29-4-1409 | SCHNEIDER RM6 | LBS | 2019 | Jatinegara
E91A | 1125.1221 | EGA | LBS | 2017 | Pondok Gede
JS151 | SM1117193CI | SCHNEIDER SM6 | LBS |  | Pondok Gede
JS151 | SM1039203CI | SCHNEIDER SM6 | LBS |  | Pondok Gede
T438 | 213.5238 | SCHNEIDER | LBS MOTORIZE | 2018 | Menteng
TD73 | CSF63088 | ORMAZABAL | LBS | 2017 | Ciputat
CN62 | CSF63087 | ORMAZABAL | LBS | 2017 | Ciputat
K79 | T73005442624-0024 | SIEMENS | PB | 2017 | Jatinegara
KG110N | S/N 1505899 | EGA | LBS |  | Marunda
K165 | T73005442624-0079 | SIEMENS | LBS | 2017 | Jatinegara
K165 | T73005442541-0060 | SIEMENS | PB | 2017 | Jatinegara
K183C | T73005442624-0047 | SIEMENS | LBS MOTORIZE | 2018 | Jatinegara
K183C | T73005442541-0052 | SIEMENS | LBS | 2018 | Jatinegara
K154A | T73005442541-0090 | SIEMENS | PB | 2018 | Jatinegara
K93A | T73005442541-0073 | SIEMENS | LBS | 2018 | Jatinegara
CKG183 | CI-2018-W40-3-0013 | SCHINEIDER | LBS | 2018 | Cengkareng
CKG183 | CI-2018-W31-6-0010 | SCHINEIDER | LBS MOTORIZE | 2018 | Cengkareng
DT121 | 121218213 | EGA MOTORIZE | LBS-2 |  | Lenteng Agung
E325N | E325-W2030003 | SCHNEIDER | LBS (MOTORIZE) | 2018 | Kramat Jati
T303 | CL.2017.W52.5.0047 | SCHNEIDER | LBS | 2017 | Menteng
E373 | E373-W4030139 | SCHNEIDER | LBS (MOTORIZE) | 2017 | Kramat Jati
E373 | E373-W4650058 | SCHNEIDER | LBS (MOTORIZE) | 2017 | Kramat Jati
E207 | CI-2015-W38-2-0052 | SCHNEIDER SM-6 | CBO | 2015 | Pondok Gede
BDS3 | CI.2017.W52.3.0018 | SCHNEIDER SM6 | LBS MANUAL | 2017 | Bandengan
BDS3 | CI.2018.W13.2.0069 | SCHNEIDER SM6 | LBS MANUAL | 2018 | Bandengan
JW94 | 0753.18.212 | EGA | LBS | 2018 | Pondok Gede
GD357P | 1835.18.213 | EGA | LBS | 2018 | Ciracas
KDR313 | 0370.18.214 | EGA | PB | 2018 | Cengkareng
PM263 | 0 | SIEMENS | PGC |  | Bulungan
PM263 | 0 | SIEMENS | PGC |  | Bulungan
GD174 | 1680.17.212 | EGA | LBS | 2017 | Ciracas
GD174 | 2626.17.213 | EGA | LBS | 2017 | Ciracas
GD174 | 1033.18.214 | EGA | PB | 2018 | Ciracas
PK153 | S/N 17111280 | EGA | LBS |  | Marunda
RG211 | RG211 | ORMAZABAL | LBS-1 |  | Lenteng Agung
RG211 | rg211 | ORMAZABAL | LBS-2 |  | Lenteng Agung
RG211 | RG211 | ORMAZABAL | PB-1 |  | Lenteng Agung
BK135 | S/N 18041392 | EGA | PB |  | Marunda
BK13 | W21-4-0055 | SCHNEIDER | LBS |  | Marunda
BK149 | S/N 17111258 | EGA | LBS |  | Marunda
CL20 | W19-3-0016 | SCHNEIDER | LBS | 2018 | Marunda
PK155 | S/N 17111258 | EGA | LBS | 2017 | Marunda
PP131 | 0 | SCHNEIDER | LBS MOTORIZE |  | Bulungan
KG119 | - | SCHNEIDER | LBS |  | Marunda
KG119 | W35-4-0061 | SCHNEIDER | LBS |  | Marunda
PK176 | W41-5-0061 | SCHNEIDER | PGC | 2018 | Marunda
T440 | 107.3652 | EGA | PMT | 2018 | Menteng
T440 | 105.0214 | EGA | CBOM | 2018 | Menteng
BDU14 | BDU14. | SCHNEIDER SM6 | LBS MOTORIZE |  | Bandengan
KG125 | - | SCHNEIDER SM6 | LBS |  | Marunda
KG125 | - | MG SM6 | PB |  | Marunda
CK44B | - | EGA | PB |  | Marunda
CK44B | 1805602 | EGA | LBS |  | Marunda
JW91 | CI.2018.W23.2.0037 | SCHNEIDER | LBS MOTORIZED | 2018 | Pondok Gede
JW91 | CI.2018.W23.4.0048 | SCHNEIDER | CBO | 2018 | Pondok Gede
JW91 | CI.2018.W39.2.0040 | SCHNEIDER | LBS | 2018 | Pondok Gede
JW91 | CI.2018.W38.0021 | SCHNEIDER | LBS | 2018 | Pondok Gede
JW91 | CI.2018.W30.0060 | SCHNEIDER | LBS | 2018 | Pondok Gede
K41 | CI-2015-W40-4-0034 | SCHNEIDER | CBOG | 2015 | Jatinegara
KG45 | 0575.16.216 | EGA | LBS | 2016 | Marunda
PK146 | 0280.15.214 | EGA | PB | 2016 | Marunda
T415 | T415 | EGA | PGC | 2017 | Menteng
KN236 | 1735.16.213 | EGA | PMT | 2017 | Menteng
DT84 | DT 84 | SCHNEIDER | KOPEL |  | Lenteng Agung
CD380 | 0438.16.214 | EGA | PB | 2016 | Bintaro
T405P | T405P | SCHNEIDER | PMT |  | Menteng
KJ394 | CI-2015-W08-2-0010 | SCHNEIDER | CBOM | 2015 | Kebon Jeruk
RG175 | RG 175 | SCHENEIDER | PGDB-1 |  | Lenteng Agung
KM113 | T73005065334-0059 | SIEMENS | LBS MOTORIZED | 2017 | Jatinegara
B78L | B 78L-02 | EGA | LBS 2 | 2017 | Bandengan
KJ252 | KJ252-LBS5 | SCHNEIDER | PB |  | Kebon Jeruk
PDR15 | CI-2017-W06-4-0006 | SCHNEIDER | LBS | 2017 | Pondok Gede
P100 | 1702812 | EGA | PMT | 2017 | Menteng
P100 | 1705948 | EGA | PMT | 2017 | Menteng
P100 | 1609331 | EGA | CBOM | 2017 | Menteng
GH0045 | - | GAE | LBS |  | Ciputat
GH0045 | - | GAE | LBS |  | Ciputat
GH0045 | - | EGA | LBS |  | Ciputat
GH0045 | - | MERLIN GERIN | LBS |  | Ciputat
KG62 | 17.216 | EGA | PGC | 2017 | Marunda
GH0045 | - | MERLIN GERIN | LBS |  | Ciputat
GH0188 | - | MERLIN GERIN | LBS |  | Ciputat
GD29 | SM1043068CI | SCHNEIDER SM6 | PGC | 2010 | Ciracas
PK44G | W22-3-0040 | SCHNEIDER | LBS/CBOM |  | Marunda
JS47 | CI-2017-W03-4-0015 | SCHNEIDER SM6 | PB | 2017 | Pondok Gede
GD10 | 0379.18.212 | EGA | LBS |  | Ciracas
E187 | E187-W2710014 | SCHNEIDER | CBOG | 2016 | Kramat Jati
KM116 | CI-2017-W52-9-0008 | SCHNEIDER | LBS | 2017 | Jatinegara
PDR5 | CI-2015-W20-3-0049 | SCHNEIDER | LBS | 2015 | Pondok Gede
PDR5 | CI-2015-W21-5-0020 | SCHNEIDER | PB | 2015 | Pondok Gede
KB50 | IEC62271 | SCHNEIDER | PMT | 2014 | Menteng
JR30 | 2594.17.213 (MOT) | EGA | LBS |  | Pondok Gede
JR154 | CI-2019-W29â€“3-0041 | SCHNEIDER | PB | 2019 | Pondok Gede
GH0234 | - | EGA | LBS | - | Pondok Gede
JR30 | CI-2018-W14-1-0042 | SCHNEIDER | LBS | 2018 | Pondok Gede
JR154 | 2667.17213 (MOT) | EGA | LBS |  | Pondok Gede
GH0157 | - | SCHNEIDER | LBS | - | Pondok Gede
GH0157 | - | SCHNEIDER | LBS |  | Pondok Gede
E58A | - | ABB SAFEPLUS | LBS |  | Pondok Gede
E58A | - | ABB SAFEPLUS | PB |  | Pondok Gede
E242 | CI-2014-W11-1-0030 | SCHNEIDER | LBS | 2014 | Pondok Gede
MN16 | 6187 | FLOUKIT M | LBS | 1996 | Pondok Gede
KS72 | 1125123 | SCHNEIDER | CBO |  | Menteng
MN49 | 146517212 | EGA | LBS | 2017 | Pondok Gede
MN49 | 167117234 | EGA | CBO | 2017 | Pondok Gede
JR132P | SM10301074 | SCHNEIDER SM6 | LBS |  | Pondok Gede
JR132P | SM10329344 | SCHNEIDER SM6 | PB |  | Pondok Gede
JR175 | - | EGA | PB | 2013 | Pondok Gede
P101 | 1629.17.234 | EGA | CBO | 2017 | Menteng
P101 | 3033.17.213 | EGA | LBS | 2017 | Menteng
P101 | 3627.17.213 | EGA | LBS | 2017 | Menteng
GD58E | - | FLOUKIT M | CBO |  | Pondok Gede
JS227 | 14815.214 | EGA | PB | 2015 | Pondok Gede
JR129 | SM1028044CI | SCHNEIDER SM6 | LBS |  | Pondok Gede
JR129 | SM10.30094CI | SCHNEIDER SM6 | LBS |  | Pondok Gede
PDR14 | 81117.214 | EGA | PB | 2017 | Pondok Gede
PD47P | - | ABB UNIS | LBS |  | Pondok Gede
JS16 | CI-2016-W48-2-0056 | SCHNEIDER SM6 | LBS | 2016 | Pondok Gede
JS155 | CI-2016-W16-2-0025 | SCHNEIDER | PB | 2016 | Pondok Gede
JS18 | CI-2016-W20-4-0029 | SCHNEIDER | LBS | 2016 | Pondok Gede
JS18 | CI-2016-W19-2-0014 | SCHNEIDER SM6 | PB | 2016 | Pondok Gede
JS17 | SM1117192CI | SCHNEIDER | LBS |  | Pondok Gede
JS17 | 1366.17.213 | EGA | LBS | 2017 | Pondok Gede
JS17 | 1270.17.214 | EGA | PB | 2017 | Pondok Gede
JR201 | CI-2016-W31-6-0054 | SCHNEIDER | PB | 2016 | Pondok Gede
PM175N | PM 175N | EGA | CBOG-1 |  | Lenteng Agung
PGL37 | 0104.17.213 | EGA | LBS | 2017 | Pondok Kopi
JR208 | T-73005065334-008 | SIEMENS | LBS MOTORIZE | 2017 | Pondok Gede
PK177 | 0189.17.216 | EGA | PGC 2 | 2017 | Marunda
PS168P | PS168P-3 | EGA | PB |  | Cempaka Putih
MK446 | MK 446-03 | CONTACT PLASMA | PB | - | Bandengan
MK446 | MK 446-04 | GAE GLS | PB | - | Bandengan
B23N | B 23N-01 | EGA | LBS MOTORIZE | 2017 | Bandengan
B23N | B 23N-02 | EGA | LBS MANUAL | 2017 | Bandengan
AB195 | AB 195-02 | SCHNEIDER SM6 | LBS MOTORIZE | 2017 | Bandengan
AB195 | AB 195-03 | SCHNEIDER SM6 | PB | 2017 | Bandengan
AB195 | AB 195-04 | SCHNEIDER SM6 | PB | 2017 | Bandengan
A17B | A 17B-03 | EGA | PB | 2017 | Bandengan
B82B | B 82B-01 | SCHNEIDER SM6 | LBS MOTORIZE | 2017 | Bandengan
B82B | B 82B-02 | FLOUKIT-M | LBS MANUAL | - | Bandengan
AB29 | AB 29-01 | SCHNEIDER SM6 | LBS MOTORIZE | 2017 | Bandengan
AB29 | AB 29-03 | EGA | PB | 2015 | Bandengan
GD9C | 0320.19.214 | EGA | PB |  | Ciracas
GD42 | 1310.17.214 | EGA | PB | 2017 | Ciracas
GD103 | 0254.17.214 | EGA | PB | 2017 | Ciracas
B20B | B 20B-01 | SCHNEIDER SM6 | LBS MANUAL | 2017 | Bandengan
B20B | B 20B-02 | SCHNEIDER SM6 | LBS MOTORIZE | 2017 | Bandengan
B20B | B 20B-03 | SCHNEIDER SM6 | PB | 2017 | Bandengan
BK245 | 1306.17.214 | EGA | PB | 2017 | Marunda
JR38 | CI-2015-W29-1-0018 | SCHNEIDER | PB | 2015 | Pondok Gede
CD406 | 0314.18.214 | EGA | PB | 2018 | Bintaro
PD29 | 501733863/1011-014 | ABB | LBS | 2017 | Pondok Gede
KJ409 | 1727.16.213/2016_KJ409 | EGA | LBS | 2016 | Kebon Jeruk
KJ409 | 0376.17.214/2017_KJ409 | EGA | TP | 2017 | Kebon Jeruk
TB12 | CI-2018-W29-1-0029 | SCHNEIDER | ACO | 2018 | Jatinegara
CGR4 | CGR 4 | ORMAZABAL | LBS-1 |  | Lenteng Agung
CB25 | CI.2017.W35.5.0013 | SCHNEIDER SM6 | LBS |  | Ciracas
PD17 | - | ABB BC5 | LBS |  | Pondok Gede
E167 | 0135.17.214 | EGA | PB II | 2017 | Pondok Gede
PD42 | CV883460-000090/-200 | SIEMENS | PB | 2015 | Pondok Gede
MB104 | 0290.18.212 | EGA | LBS MANUAL | 2018 | Bandengan
KB111 | 1529.17.212/2017 | EGA | LBS | 2017 | Bulungan
KB111 | 1814.16.213/2016 | EGA | LBS MOTORIZE | 2016 | Bulungan
GH0234 | - | EGA | LBS | - | Pondok Gede
PDR8 | CI-2016-W43-2-0021 | SCHNEIDER | PB | 2016 | Pondok Gede
E58A | - | ABB SAFEPLUS | LBS |  | Pondok Gede
MN16 | 1834 | FLOUKIT M | PT | 1996 | Pondok Gede
MN16 | 1826 | FLOUKIT M | PGDB | 1996 | Pondok Gede
JR132P | SM10281024 | SCHNEIDER SM6 | LBS |  | Pondok Gede
JR175 | - | SCHNEIDER | LBS |  | Pondok Gede
D70 | 0227.18.234 | EGA | CBO | 2018 | Menteng
D70 | 1125620 | SCHNEIDER | LBS | 2018 | Menteng
P101 | CL.2018.W10.3.0005 | SCHNEIDER | LBS | 2018 | Menteng
P101 | 3068.17.213 | EGA | LBS | 2017 | Menteng
JR129 | SM1032021CI | SCHNEIDER | PB |  | Pondok Gede
JR170 | 24438/104/11/01 | GAE | LBS | 2011 | Pondok Gede
PD47P | 121264 | ABB UNIS | PB | 2012 | Pondok Gede
JS155 | CI-2015-W50-3-0007 | SCHNEIDER | LBS | 2015 | Pondok Gede
JR201 | 45216212 | EGA | LBS | 2016 | Pondok Gede
JR201 | - | EGA | LBS | 2016 | Pondok Gede
E246 | 1554.13.BF | EGA | PB II | 2013 | Pondok Gede
JS161P | SM0403010 | SCHNEIDER | LBS |  | Pondok Gede
JS161P | 22466/032/10/10/E6 | GAE | LBS | 2010 | Pondok Gede
MN12 | 1359.17.212 | EGA | LBS | 2017 | Pondok Gede
MN12 | CI-2017-W24-6-0009 | SCHNEIDER | LBS | 2017 | Pondok Gede
PIK21 | 1630.17.234 | EGA | PGC |  | Bandengan
CGR2P | 2018CSF63057 | ORMAZABAL MR | LBS-2 |  | Lenteng Agung
CL11 | - | MG VERCORS | PB |  | Marunda
CL39 | S/N 1712449 | EGA | LBS |  | Marunda
S156P | 556.5456 | EGA | PMT | 2018 | Menteng
PML13 | 0292.18.214 | EGA | PB | 2018 | Ciputat
CK47 | S/N 1711798 | EGA | LBS |  | Marunda
BK134 | S/N 18041656 | EGA | LBS |  | Marunda
E314 | E314 | SCHNEIDER | LBS | 2017 | Kramat Jati
E314 | E317-18041684 | EGA | CBOG | 2018 | Kramat Jati
E314 | E314-180241895 | EGA | LBS | 2018 | Kramat Jati
JR160 | CI.2012.W25.1.0024 | SCHNEIDER | LBS | 2012 | Pondok Gede
JR130 | SM1044098CI | SCHNEIDER | PGC |  | Pondok Gede
GD380 | CI.2013.W45.6.0007 | SCHNEIDER SM6 | LBS |  | Ciracas
GD380 | CI.2013.W48.4.0029 | SCHNEIDER SM6 | LBS |  | Ciracas
GD380 | 9529366L | SCHNEIDER SM6 | PGC |  | Ciracas
JR19 | 0422.18.214 | EGA | PB | 2018 | Pondok Gede
CP525 | 0078.17.213 | EGA | LBS | 2017 | Ciputat
KP62 | - | SCHNEIDER SM6 | LBS |  | Marunda
KP62 | - | EGA | LBS |  | Marunda
KP62 | - | EGA | PB |  | Marunda
MK393N | MK393N-C1/W36-01-0049 | SCHNEIDER | LBS | 2018 | Bandengan
MK393N | MK393N-C1/W32-5-0020 | SCHNEIDER | LBS | 2018 | Bandengan
KG11 | - | EGA | LBS | 2018 | Marunda
RM89 | C1-2018-W32-2-0054 | SCHNEIDER | LBS | 2018 | Cempaka Putih
RM89 | C1-2018-W13-2-00020 | SCHNEIDER | LBS | 2018 | Cempaka Putih
MK238 | 0234.18.234 | EGA | PGDB |  | Bandengan
SC9 | 1375.17.212 | EGA | PMT | 2017 | Cempaka Putih
SC9 | 1522.17.214 | EGA | PB | 2017 | Cempaka Putih
TB17 | SM0000965 | MERLIN GERLIN | LBS | 2015 | Jatinegara
TB17 | CI-2018-W19-3-0058 | SCHNEIDER | LBS | 2018 | Jatinegara
TB17 | CI-2014-W0-5-0032 | SCHNEIDER | CBO | 2014 | Jatinegara
TB37 | 16245272 | ORMAZABAL | FULL INSULITED | 2015 | Jatinegara
KM118 | CI-2018-W28-2-0027 | SCHNEIDER | LBS | 2018 | Jatinegara
PM24BIS | PM24BIS_T73005052683-0232 | SIEMENS | LBS | 2017 | Jatinegara
PM24BIS | PM24BIS_13.02128 | ABB | PB | 2013 | Jatinegara
E422 | E422-186516213 | EGA | LBS | 2016 | Kramat Jati
PM17A | 0307.17.213 | EGA | LBS MOTORIZE | 2017 | Jatinegara
CB133 | 0551.16.214 | EGA | PB | 2016 | Ciracas
PG438 | 1159-17-213-2017 | SM6 | PGC | 2017 | Cempaka Putih
PG438 | 0010-17-212-2017 | EGA | PMT | 2017 | Cempaka Putih
RG205P | 0426.17.212 | EGA | LBS-1 |  | Lenteng Agung
RG205P | 0884.17.212 | EGA | LBS-2 |  | Lenteng Agung
E420 | E420-1 | SCHNEIDER | LBS | 2016 | Kramat Jati
K23B | 0845.17.216 | EGA | CBOM | 2017 | Jatinegara
K194 | T73005032314-0054 | SIEMENS | PB | 2017 | Jatinegara
KM76 | CI-2017-W03-4-0001 | SCHNEIDER | LBS | 2017 | Jatinegara
MK415 | SM0400566 | MERLIN GERLIN | PGDB | 2015 | Bandengan
PS168P | PS168P-1 | EGA | PMT |  | Cempaka Putih
PS168P | PS168-2 | EGA | PMT |  | Cempaka Putih
KJ397 | 0066.17.213 | EGA | LBS MOTORIZED | 2016 | Kebon Jeruk
PM19 | 0543.17.214 | EGA | PB | 2017 | Jatinegara
TB11 | CI-2017-W31-1-0012 | SCHNEIDER | PB TRAFO | 2017 | Jatinegara
PM18B | PM18B_CI-2017-W31-3-0045 | SCHNEIDER | PB TRAFO | 2017 | Jatinegara
PM18B | PM18B_CI-2017-W04-2-0031 | SCHNEIDER | LBS | 2017 | Jatinegara
BK134 | 0162.17.216 | EGA | PB TRAFO | 2017 | Marunda
CK80 | 0330.17.213 | EGA | LBS | 2017 | Marunda
BK81 | 2057.17.213 | EGA | LBS | 2017 | Marunda
CK104 | 0800.17.213 | EGA | LBS | 2017 | Marunda
BK55 | 0133.17.234 | EGA | CBOM |  | Marunda
MK309 | MK 309-02 | SCHNEIDER SM6 | LBS MANUAL | 2017 | Bandengan
B45N | B 45N-02 | EGA | LBS | 2017 | Bandengan
KDR117 | 3020040 | SCHNEIDER | PGC | 2018 | Cengkareng
TB55 | CI-2017-W29-4-0026 | SCHNEIDER | CBO | 2017 | Jatinegara
K34 | CI-2017-W29-4-0019 | SCHNEIDER | CBO PENYULANG | 2017 | Jatinegara
K34 | CI-2017-W29-5-0028 | SCHNEIDER | PB | 2017 | Jatinegara
K35N | CI-2017-W31-4-0009 | SCHNEIDER | PB | 2017 | Jatinegara
CP467 | 0410.17.212 | EGA | LBS | 2017 | Ciputat
RG135 | RG 135 | SCHNEIDER | LBS-4 |  | Lenteng Agung
JR217 | CI-2016-W45-4-0051 | SCHNEIDER | PB | 2017 | Pondok Gede
B207 | 0583.17.212 | EGA | PB | 2017 | Bandengan
B207 | 0007.17.213 | EGA | LBS MANUAL | 2017 | Bandengan
GH0164 | CI-2017-W28-6-0027 | SCHNEIDER | LBS MOTORIZE | 2017 | Jatinegara
GH0164 | 5841 | FLUOKIT M | LBS MOTORIZE | 1996 | Jatinegara
RM87 | RM87 | EGA | PB | 2015 | Cempaka Putih
KCP10 | 1033-17-212 2017 | EGA | PMT | 2017 | Cempaka Putih
E428 | E428-036517212 | EGA | LBS | 2017 | Kramat Jati
TP118 | 0966-17-214 2017 | EGA | PMT | 2017 | Cempaka Putih
TP119 | 1020-17-212 2017 | EGA | PMT | 2017 | Cempaka Putih
KCP1 | KCP 1 - PB | SCHNEIDER SM6 | PGC |  | Cempaka Putih
B272 | B 272-03 | SCHNEIDER SM6 | LBS MOTORIZED |  | Bandengan
KL198 | KL198 | GAE | LBS |  | Bintaro
KL84 | KL84 | FLUMATIK | LBS |  | Bintaro
GH0141 | 3515209 | EGA | LBS | 2015 | Ciputat
PML3 | C1.2017.W52.5.0041 | SCHNEIDER | LBS MOTORIZE | 2017 | Ciputat
CP74 | 1671.17.212 | EGA | LBS | 2017 | Ciputat
CP74 | 1707.17.214 | EGA | PB | 2017 | Ciputat
BTA | CI-2019-W40-3-0007 | SCHNEIDER | PB TRAFO | 2019 | Pondok Kopi
PG419 | PG419 | SCHNEIDER | CBOM | 2012 | Cempaka Putih
KJ410 | CI-2017-W44-2-0029-KJ410 | SCHNEIDER | LBS MOTORIZE | 2017 | Kebon Jeruk
JR13 | 2550.17.213 | EGA | LBS | 2017 | Pondok Gede
JR13 | - | EGA | LBS | 2017 | Pondok Gede
JR13 | 5457.18.214 | EGA | PB I | 2018 | Pondok Gede
JR20 | CI-2017-W09-3-0022 | SCHNEIDER SM6 | CBOM | 2017 | Pondok Gede
JR20 | 3131 | UNINDO FLUOKIT M | PB I | 2007 | Pondok Gede
JR20 | 0390.17.212 | EGA | PB II | 2017 | Pondok Gede
JR20 | 0758.17.214 | EGA | LBS | 2017 | Pondok Gede
JR133P | 22445/032/10/01/E6 | GAE | LBS | 2010 | Pondok Gede
JR133P | 22589/032/10/01/E6 | GAE | LBS | 2010 | Pondok Gede
JR133P | 22497/032/10/02/E6 | GAE | PB | 2010 | Pondok Gede
JR72P | 0455.16.212 | EGA | LBS | 2016 | Pondok Gede
JR72P | 0456.16.212 | EGA | LBS | 2016 | Pondok Gede
JR72P | SMII20085CI | SCHNEIDER SM6 | PB | - | Pondok Gede
E220 | SM0942045CI | SCHNEIDER SM6 | LBS | 2009 | Pondok Gede
E220 | SM0940034CI | SCHNEIDER SM6 | PB | 2009 | Pondok Gede
E220A | 0435.18.214 | EGA | PB II | 2018 | Pondok Gede
GD18E | 2395.17.213 | EGA | LBS | 2017 | Ciracas
KDR304 | 1416-17-212 | EGA | LBS | 2017 | Cengkareng
CN127 | T73005492627-0044 | SIEMENS | LBS MOTORIZE | 2017 | Ciputat
TD9 | 2793.17.213 | EGA | LBS MOTORIZE | 2017 | Ciputat
TD8 | 2628.17.213 | EGA | LBS MOTORIZE | 2017 | Ciputat
KD157 | 1749.17.284 | EGA | CBOM | 2017 | Jatinegara
K183C | T73005442541-0015 | SIEMENS | PB | 2018 | Jatinegara
K183C | T73005442541-0018 | SIEMENS | PB | 2018 | Jatinegara
K154A | T73005442541-0047 | SIEMENS | LBS | 2018 | Jatinegara
K154A | T73005442541-0061 | SIEMENS | LBS | 2018 | Jatinegara
GD429 | C1-2018.W22.3.0005 | SCHNEIDER | LBS MOTORIZE | 2018 | Ciracas
GD429 | 363617213 | EGA | LBS MOTORIZE | 2017 | Ciracas
GD429 | 46118214 | EGA | PB | 2018 | Ciracas
JS50 | CV06.5080/021 | SIEMENS | LBS | 1991 | Pondok Gede
JW11 | CI-2016-W24-2-0052 | SCHNEIDER | LBS | 2016 | Pondok Gede
JW11 | CI-2016-W08-3-0006 | SCHNEIDER | PGC | 2016 | Pondok Gede
JW11 | CI-2015-W44-3-0011 | SCHNEIDER | PGC | 2015 | Pondok Gede
JR200 | CI-2016-W34-4-0003 | SCHNEIDER | PB | 2016 | Pondok Gede
PB52 | CI-2015-W44-1-0034 | SCHNEIDER | LBS | 2015 | Pondok Kopi
PK89A | - | EGA | PB 2 |  | Marunda
JS243 | 1601771 | PADMOUNT | LBS | 2017 | Pondok Gede
JW77 | 0470.16.213 | EGA | PB | 2017 | Pondok Gede
CP509 | 1529-16-213 | EGA | LBS MOTORISE | 2016 | Ciputat
CP509 | 06120-16-212 | EGA | LBS | 2016 | Ciputat
CP509 | 0370-16-214 | EGA | PB TRAFO | 2016 | Ciputat
CP511 | 1554-16-213 | EGA | LBS MOTORISE | 2016 | Ciputat
CP511 | 0392-16-214 | EGA | PB TRAFO | 2016 | Ciputat
CN121 | 76216212 | EGA | LBS MOTORISE | 2016 | Ciputat
BDU19P | CI-2016-W05-4-0009 | SCHNEIDER SM6 | LBS MOTORIZED |  | Bandengan
BDU19P | - | EGA | PB |  | Bandengan
CL30 | W32.2.0059 | SCHNEIDER SM6 | LBS |  | Marunda
CL30 | 1485 | EGA | LBS |  | Marunda
CL30 | 399 | EGA | PB |  | Marunda
KDR271 | 1490.16.206 | EGA | LBS MOT | 2016 | Cengkareng
KDR271 | 0423.16.214 | EGA | PB | 2016 | Cengkareng
PDR9 | 0820.16.212 | EGA | LBS | 2017 | Pondok Gede
KDR279 | T.73005052683-0157 | SIEMENS | LBS | 2016 | Cengkareng
KJ395 | 1789.16.213 | SCHNEIDER | LBS MOTORIZED | 2016 | Kebon Jeruk
KJ395 | 0287.17.214 | EGA | PB | 2017 | Kebon Jeruk
KJ396 | T73005052683-0136 | SIEMENS | LBS MANUAL | 2017 | Kebon Jeruk
KJ396 | T73005052683-0085 | SIEMENS | LBS MANUAL | 2017 | Kebon Jeruk
PGL36 | W32-3-0024 | SCNEIDER | LBS | 2017 | Pondok Kopi
PGL36 | W35-2-0036 | SCNEIDER | LBS | 2017 | Pondok Kopi
PL234 | CI-2017-W17-3-0021 | SCHNEIDER | CBOG | 2017 | Pondok Kopi
PL234 | 0238.16.212 | EGA | LBS | 2016 | Pondok Kopi
MK351 | MK351 | FLUOKIT M24 | PB |  | Bandengan
TT62 | T73005052683-0388 | SIEMEN | PMT | 2017 | Menteng
CK199 | - | SCHNEIDER | LBS | 2017 | Marunda
MB56 | MB 56-01 | SCHNEIDER SM-6 | CBO RC | 2017 | Bandengan
CP465 | 1114.17.234 | EGA | LBS | 2017 | Ciputat
CP465 | 0404.17.212 | EGA | LBS CBO | 2017 | Ciputat
CP465 | 0900.17.214 | EGA | PB | 2017 | Ciputat
CP45 | 0909.17.212 | EGA | LBS CBO | 2017 | Ciputat
CP478 | 1124.17.234 | EGA | LBS |  | Ciputat
CP381 | 1138.17.212 | EGA | LBS | 2017 | Ciputat
CP40A | 0877.17.214 | EGA | PB | 2017 | Ciputat
AB63 | AB 63-01 | EGA | LBS MOTORIZE | 2017 | Bandengan
AB63 | AB 63-02 | EGA | LBS MOTORIZE | 2017 | Bandengan
AB63 | AB 63-03 | SCHNEIDER SM6 | PB | 2017 | Bandengan
AB63 | AB 63-04 | EGA | CBOM | 2017 | Bandengan
AB168 | AB 168-01 | EGA | LBS MOTORIZE | 2017 | Bandengan
AB1N | AB 1N-01 | SCHNEIDER SM6 | LBS MANUAL | - | Bandengan
AB1N | AB 1N-02 | SCHNEIDER SM6 | LBS MANUAL | - | Bandengan
AB1N | AB 1N-03 | SCHNEIDER SM6 | PB 1 | - | Bandengan
B263 | B 263-02 | ABB UNISWITCH SDC | LBS MOTORIZE | - | Bandengan
B263 | B 263-03 | EGA | PB | - | Bandengan
B263 | B 263-04 | GAE GLS | CBOM | - | Bandengan
A101 | A 101-01 | EGA | LBS MOTORIZE | 2017 | Bandengan
A101 | A 101-02 | EGA | LBS MANUAL | 2017 | Bandengan
A101 | A 101-04 | EGA | CBO | 2017 | Bandengan
MK14 | MK 14-01 | EGA | LBS MOTORIZE | 2017 | Bandengan
MK14 | MK 14-02 | EGA | LBS MANUAL | 2015 | Bandengan
MK14 | MK 14-03 | EGA | PB | 2015 | Bandengan
KM29 | KM29_12908 | ABB UNISWITCH | LBS | 2012 | Jatinegara
GD81 | SM.1035165.CI | SCHNEIDER SM6 | PGC | 2010 | Ciracas
KBT | 22410/032/10/01/E6 | GAE | LBS | 2010 | Pondok Gede
JS150P | 22176/032/10/01/E6 | GAE | LBS | 2010 | Pondok Gede
JS150P | 22251/032/10/02/E6 | GAE | PB | 2010 | Pondok Gede
JS192 | 500411660/5021-03 | ABB SAFEPLUS | PB | 2011 | Pondok Gede
JS148P | 20042151280012 | ABB SafeRing | LBS | 2004 | Pondok Gede
JS15 | - | ABB BC5 | LBS |  | Pondok Gede
JS238 | CI-2016-W18-2-0015 | SCHNEIDER | PB | 2016 | Pondok Gede
CKG184 | T73005442627-0017 | SIEMENS | LBS | 2018 | Cengkareng
CKG184 | T73005442627-0057 | SIEMENS | CBOG | 2018 | Cengkareng
CK112 | SM0937126CI | SCHNEIDER SM6 | LBS |  | Marunda
CK112 | SM0938058CI | SCHNEIDER SM6 | LBS |  | Marunda
PGL34 | 2116214 | EGA | PB | 2016 | Pondok Kopi
PGL34 | 6216213 | EGA | LBS | 2016 | Pondok Kopi
PGL34 | 2316212 | EGA | LBS | 2016 | Pondok Kopi
PB51 | CI-2016-W02-5-0026 | SCHNEIDER | LBS | 2016 | Pondok Kopi
MN45 | 0214.16.212 | EGA | LBS | 2016 | Pondok Gede
MN45 | 1500.16.213 | EGA | LBS MOTORIZE | 2016 | Pondok Gede
MN45 | C1-2106-W45-3-0055 | SCHNEIDER | PB | 2016 | Pondok Gede
DT65 | DT 65 | SCHNEIDER | CBOG-1 |  | Lenteng Agung
PM34N | 36317212 | EGA | LBS | 2017 | Jatinegara
PM34N | 25417214 | EGA | PB TRAFO | 2017 | Jatinegara
CKG165 | - | ORMAZABAL | PB | 2017 | Cengkareng
PK100 | 0075.17.214 | EGA | PB 3 | 2016 | Marunda
CK226 | W26.4.0021 | SCHNEIDER SM6 | LBS | 2016 | Marunda
E62 | 0631.16.212 | EGA | LBS | 2016 | Ciracas
E424 | E424_091416212 | EGA | LBS | 2017 | Kramat Jati
AB66 | AB66-01 | SCHENEIDER | LBS 1 |  | Bandengan
AB66 | AB66-03 | SCHENEIDER | PGC |  | Bandengan
BT353 | 0772.16.212 | EGA | LBS | 2016 | Bintaro
GD273P | 6671 | FLOUKIT M | LBS |  | Ciracas
A132 | A 132-01 | SCHNEIDER | LBS | 2017 | Bandengan
AB11C | AB 11C-01 | SCHNEIDER | LBS MOTORIZED | 2017 | Bandengan
PM13N | C1-2017-W22-6-0007 | SCHNEIDER | CBO | 2017 | Jatinegara
CP205 | 94617.212 | ABB | LBS | 2017 | Ciputat
CP205 | 0568.17.214 | ABB | PB | 2017 | Ciputat
CP89 | 0967.17.214 | EGA | PB | 2017 | Ciputat
CP184 | 1158.17.234 | EGA | LBS CBO | 2017 | Ciputat
CP184 | 0894.17.214 | EGA | PB | 2017 | Ciputat
PM121C | PM 121C | SCHNEIDER | PB-2 |  | Lenteng Agung
CGR51 | CGR51 | EGA | PB-1 |  | Lenteng Agung
B85 | B 85-03 | EGA | LBS MANUAL | 2017 | Bandengan
MK446 | MK 446-01 | SCHNEIDER SM6 | LBS MOTORIZE | 2017 | Bandengan
MK446 | MK 446-02 | SCHNEIDER SM6 | LBS MANUAL | 2017 | Bandengan
B23N | B 23N-03 | EGA | PB | 2017 | Bandengan
A17B | A 17B-01 | EGA | LBS MOTORIZE | 2017 | Bandengan
A17B | A 17B-02 | EGA | LBS MANUAL | 2017 | Bandengan
GD42 | 1670.17.234 | EGA | LBS | 2017 | Ciracas
GD42 | 1329.17.214 | EGA | PB | 2017 | Ciracas
B21A | B 21A-02 | EGA | LBS MANUAL | 2017 | Bandengan
GD110 | CI.2017.W38.4.0015 | SCHNEIDER SM6 | LBS | 2017 | Ciracas
GD110 | CI.2017.W40.2.0050 | SCHNEIDER SM6 | LBS | 2017 | Ciracas
GD110 | CI.2020.W09.3.0076 | SCHNEIDER SM6 | PGC | 2020 | Ciracas
MK309 | MK 309-03 | SCHNEIDER SM-6 | PB | 2017 | Bandengan
K142N | 1692.16.213 | EGA | PMT | 2016 | Menteng
B281 | B 281-02 | EGA | LBS MANUAL | 2017 | Bandengan
B281 | B 281-04 | FLOUKIT-M | PB 2 | 2012 | Bandengan
B281 | B 281-05 | GAE | PB 3 | 2014 | Bandengan
B49N | CI-2018-W03-10028 | SCHNEIDER SM6 | CBO RC | 2018 | Bandengan
PIK44 | PIK 44-02 | EGA | LBS MANUAL | 2017 | Bandengan
CP150 | T73005052683-0126 | EGA | PB | 2017 | Ciputat
TD53 | 1197.17.21 | EGA | LBS | 2017 | Ciputat
B52BNEW | T73005065334-0154 | SIEMENS | PB1 | 2017 | Bandengan
CD168 | CD168 | FLOUKIT.M | PGDB |  | Bintaro
CD350 | CD350 | SCHNEIDER | LBS |  | Bintaro
CD304 | CD304 | GAE | PB |  | Bintaro
BT87 | BT87 | FLUKIT M | PB |  | Bintaro
TP9AN | TP 9AN - PMT - GH 312X | SCHNEIDER SM6 | PMT |  | Cempaka Putih
TB51 | CI-2012-W20-3-0023 | SCHNEIDER | CBOM | 2012 | Jatinegara
PML1 | SN 0557-17 | EGA | LBS | 2017 | Ciputat
KJ279 | KJ279-LBS1 | FLOUKIT M | LBS MANUAL |  | Kebon Jeruk
PGL40 | 1201172214 | EGA | PB | 2017 | Pondok Kopi
CP513 | 0592-16-212 | EGA | LBS | 2016 | Ciputat
AB64 | AB 64_PB1 | SIEMENS | PB TRAFO |  | Bandengan
AB64 | AB 64_PB2 | SIEMENS | PB TRAFO |  | Bandengan
BDU27 | BDU27-2018CSF61049 | ORMAZABAL | PB | 2018 | Bandengan
SC10 | C1-2018-W40-3-0008 | SCHNEIDER SM6 | PMT | 2018 | Cempaka Putih
MN54 | 1653.18.213 | EGA | LBS MOTORIZED | 2018 | Pondok Gede
RG62P | 2018CSF63075 | ORMAZABAL | LBS-1 | 2018 | Lenteng Agung
GD401 | CI.2018.W31.6.0024 | SCHNEIDER SM6 | LBS | 2018 | Ciracas
RWBG | 0326.18.214 | EGA | PB | 2018 | Pondok Kopi
PG393P | CI-2018-W32-1-0024 | SCHNEIDER | PB | 2018 | Pondok Kopi
RWBD | Cl - 2018 - W29 - 1 -0028 | SCHNEIDER | LBS | 2018 | Pondok Kopi
RWBD | Cl - 2018 - W32 -3 -0052 | SCHNEIDER | PB | 2018 | Pondok Kopi
SP15 | 1808.18.213 | EGA MOTORIS | PMT | 2018 | Menteng
PK49B | W28-5-0036 | SCHNEIDER | LBS | 2018 | Marunda
CK63 | - | FLOUKIT M | LBS |  | Marunda
SP125C | SP125C-KJ182 | FLOUKIT M | LBS |  | Kebon Jeruk
CK235 | 0167.17.216 | EGA | PGC | 2017 | Marunda
BK236N | 0281.18.212 | EGA | LBS | 2018 | Marunda
AB103 | AB 103-3 | EGA | PB | 2017 | Bandengan
B235N | B 235N-03 | EGA | PB | - | Bandengan
B248 | B 248-01 | SCHNEIDER SM6 | LBS MOTORIZE | 2017 | Bandengan
B248 | B 248-03 | EGA | LBS MANUAL | - | Bandengan
KPK35 | KPK 35-01 | EGA | LBS MOTORIZE | 2017 | Bandengan
KPK35 | KPK 35-02 | GAE GLS | LBS MOTORIZE | 2011 | Bandengan
KPK35 | KPK 35-03 | SCHNEIDER | PGC | 2011 | Bandengan
TG58 | TG 58-01 | SCHNEIDER SM6 | LBS MOTORIZE | 2017 | Bandengan
TG58 | TG 58-02 | SCHNEIDER SM6 | LBS MANUAL | 2010 | Bandengan
TG58 | TG 58-03 | SCHNEIDER | PB | - | Bandengan
TG58 | TG 58-04 | SCHNEIDER | PB | - | Bandengan
A85 | A 85-01 | SCHNEIDER SM6 | LBS MOTORIZE | 2017 | Bandengan
A85 | A 85-02 | SCHNEIDER SM6 | LBS MOTORIZE | 2007 | Bandengan
A85 | A 85-03 | FLOUKIT-M | PGDB | - | Bandengan
A102 | A 102-01 | SCHNEIDER SM6 | LBS MOTORIZE | 2017 | Bandengan
A102 | A 102-02 | FLOUKIT-M | LBS MANUAL | - | Bandengan
A102 | A 102-03 | FLOUKIT-M | PB | - | Bandengan
B43B | B 43B-01 | SCHNEIDER SM6 | LBS MOTORIZE | 2017 | Bandengan
B43B | B 43B-02 | SCHNEIDER SM6 | LBS MANUAL | 2017 | Bandengan
B43B | B 43B-03 | KIT 25 | PB | - | Bandengan
B43B | B 43B-04 | FLOUKIT-M | PB | - | Bandengan
B130 | B 130-01 | EGA | LBS MOTORIZE | 2017 | Bandengan
B130 | B 130-02 | FLOUKIT-M | LBS MANUAL | - | Bandengan
B130 | B 130-03 | SCHNEIDER SM6 | PB | - | Bandengan
K93A | T73005442624-0081 | SIEMENS | PB TRAFO | 2018 | Jatinegara
K93A | T73005442541-0044 | SIEMENS | LBS MOTORIZE | 2018 | Jatinegara
PM224 | PM224_CI-2018-W21-3-0001 | SCHNEIDER | ACO | 2018 | Jatinegara
PM224 | PM224_CI-2018-W43-3-0015 | SCHNEIDER | LBS MOTORIZE | 2017 | Jatinegara
A150 | A150_LBS3 | SCHNEIDER | LBS |  | Bandengan
A23 | A23_LBS3 | SCHNEIDER | LBS |  | Bandengan
A23 | A23_LBS4 | SCHNEIDER | LBS |  | Bandengan
CGR2P | 2018CSF63046 | ORMAZABAL | PB-1 |  | Lenteng Agung
DT121 | 20618234 | EGA | CBOG-1 |  | Lenteng Agung
CL39 | S/N 17121458 | EGA | LBS |  | Marunda
CL39 | S/N 1706171 | EGA | LBS |  | Marunda
CL39 | S/N 1803166 | EGA | PGC |  | Marunda
E44F | CI.2017.W42.4.0031 | SCHNEIDER | LBS | 2017 | Pondok Gede
T356 | - | SCHNEIDER | CBOM | 2012 | Menteng
BK252 | CI-2018-W13-4-0008 | SCHNEIDER | LBS | 2018 | Marunda
BK252 | 1629.17.214.2017 | EGA | PB | 2017 | Marunda
JR103 | 1376.17.213 | EGA | LBS | 2017 | Pondok Gede
K310 | 123.5213 | EGA | PMT | 2018 | Menteng
K310 | 123.8437 | EGA | PMT | 2018 | Menteng
MB105 | MB105-2313.17.213 | EGA | LBS | 2018 | Bandengan
MB105 | MB105-0295.18.234 | EGA | CBOM | 2018 | Bandengan
E245 | E245-W1020013 | SCHNEIDER | LBS | 2018 | Kramat Jati
E325N | E325-38501032 | GAE | CBOG | 2013 | Kramat Jati
E325N | E325-W1950019 | SCHNEIDER | LBS (MOTORIZE) | 2018 | Kramat Jati
E325N | E325-023818214 | EGA | PB | 2018 | Kramat Jati
T303 | CL.2018.W04.2.0010 | SCHNEIDER | LBS | 2018 | Menteng
BDS18 | CI.2017.W46.4.0002 | SCHNEIDER SM6 | LBS MOTORIZE | 2017 | Bandengan
BDS18 | CI.2017.W49.9.0061 | SCHNEIDER SM6 | LBS MOTORIZE | 2017 | Bandengan
BDS18 | CI.2017. | SCHNEIDER SM6 | PGC | 2017 | Bandengan
CGR3S | CGR 3S | ORMAZABAL | LBS-2 |  | Lenteng Agung
RG104P | RG 104 | ORMAZABAL | LBS-2 |  | Lenteng Agung
RG104P | RG 104 | ORMAZABAL | PB-1 |  | Lenteng Agung
CKG183 | CI-2018-W40-3-0013 | SCHINEIDER | LBS MANUAL | 2018 | Cengkareng
RG101P | 2017CSF63288 | ORMAZABAL | LBS-1 | 2017 | Lenteng Agung
RG101P | 2017CSF63287 | ORMAZABAL | LBS-2 | 2017 | Lenteng Agung
RG101P | 2017CSF61052 | ORMAZABAL | PB-1 | 2017 | Lenteng Agung
PM233 | PM233 | EGA | KOPEL |  | Lenteng Agung
PM233 | PM233 | SCHNEIDER | KOPEL |  | Lenteng Agung
PM233 | PM233 | EGA | KOPEL |  | Lenteng Agung
CNK27 | 3779.17.213 | EGA | LBS MOTORIZE | 2017 | Ciputat
CNK27 | 0175.18.212 | EGA | LBS | 2018 | Ciputat
CNK27 | 0131.18.234 | EGA | CBOG | 2018 | Ciputat
T303 | CL.2018.W04.2.0017 | SCHNEIDER | LBS | 2018 | Menteng
T303 | CL.2018.W04.2.0019 | SCHNEIDER | LBS | 2018 | Menteng
E439 | E439 SN:1635.17.212 | EGA | LBS (MOTORIZE) | 2017 | Kramat Jati
E439 | E439 SN:13.0459 | ABB UNISWTCH | PB TRAFO | 2013 | Kramat Jati
RM90 | C1-2018-W28-3-0037 | SCHNEIDER | LBS | 2018 | Cempaka Putih
RM90 | C1-2018-W43-1-0041 | SCHNEIDER | LBS | 2018 | Cempaka Putih
RM90 | 0345-18-234 | EGA | CBOM | 2018 | Cempaka Putih
BT403 | CI-2018-W36-5-0052 | SCHNEIDER | LBS | 2018 | Bintaro
DT84 | DT 84 | SCHNEIDER | KOPEL |  | Lenteng Agung
CD387 | 0406.16.214 | EGA | PB | 2016 | Bintaro
SP58 | 5317213 | EGA | LBS | 2017 | Kebon Jeruk
MB89 | MB 89-02 | SCHNEIDER SM-6 | LBS MANUAL | 2017 | Bandengan
K142N | 0740.16.212 | EGA | PMT | 2016 | Menteng
K142N | 0870.16.216 | EGA | CBOM |  | Menteng
K302 | K302 | EGA | LBS MOT | 2018 | Menteng
TT63 | 0374-17-213 | EGA | PMT | 2017 | Menteng
TT63 | 017-17-216 | EGA | CBOM | 2017 | Menteng
RG135 | RG 135 | SCHNEIDER | LBS-5 |  | Lenteng Agung
JR213 | T-730055052683-0197 | SIEMENS | LBS MOTORIZE | 2017 | Pondok Gede
JR213 | T-73005065334-0113 | SIEMENS | PB | 2017 | Pondok Gede
KB89 | 0 | EGA | CBO |  | Bulungan
BK244 | CI-2017-W38-4-0022 | SCHNEIDER | LBS | 2017 | Marunda
KG223 | CI-2017-W38-4-0022 | SCHNEIDER | LBS | 2017 | Marunda
B52BNEW | T73005065334-0154 | SIEMENS | PB2 | 2017 | Bandengan
BT83 | PB2-BT83 | MG | PB |  | Bintaro
BT319 | BT319 | SCHNEIDER | PB |  | Bintaro
CD333 | CD333 | ABB | LBS |  | Bintaro
BT94 | BT94 | MG | B1 |  | Bintaro
BT321 | BT321 | SCHNEIDER | METERING |  | Bintaro
CD257 | CD257 | GAE | LBS |  | Bintaro
CD33C | CD33C | KIT 25 | LBS |  | Bintaro
CD340 | CD340 | ABB | PB |  | Bintaro
BT159 | BT195 | ABB | B1 |  | Bintaro
KL189 | KL189 | GAE | LBS |  | Bintaro
CD322 | CD322 | EGA | LBS |  | Bintaro
CD322 | CD322 | EGA | PB |  | Bintaro
KL44N | KL44N | FLOUKIT.M | LBS |  | Bintaro
KL52A | KL52A | KIT 27,2 | LBS |  | Bintaro
CP172 | 1584.17.213 | EGA | LBS MOTORIZE | 2017 | Ciputat
E430 | E430 - E263 2315.17.213 | EGA | LBS (MOTORIZE) | 2018 | Kramat Jati
GH0141 | 20050028 | ABB UNISWITCH | LBS | 2005 | Ciputat
GH0141 | 20050023 | ABB UNISWITCH | LBS | 2005 | Ciputat
GH0141 | 334913BL | EGA | LBS | 2013 | Ciputat
BK12C | - | EGA | LBS |  | Marunda
A139 | A 139-04 | SCHNEIDER SM6 | CBOM | 2017 | Bandengan
A35 | A 35-01 | SCHNEIDER SM6 | LBS MOTORIZE | 2017 | Bandengan
A35 | A 35-02 | SCHNEIDER SM6 | LBS MOTORIZE | 2017 | Bandengan
A35 | A 35-03 | SCHNEIDER SM6 | CBOM | 2017 | Bandengan
A57 | A 57-05 | SCHNEIDER SM6 | CBOM | 2017 | Bandengan
A76 | A 76-02 | MG VERCORS | LBS MANUAL | - | Bandengan
A76 | A 76-03 | MG VERCORS | PT | - | Bandengan
A91 | A 91-01 | EGA MOTORIZE | LBS |  | Bandengan
A91 | A 91-02 | EGA | LBS |  | Bandengan
A91 | A 91-03 | EGA | PB |  | Bandengan
AB102 | AB 102-01 | SCHNEIDER SM6 | LBS |  | Bandengan
AB102 | AB 102-02 | SCHNEIDER SM6 | LBS |  | Bandengan
AB102 | AB 102-03 | SCHNEIDER SM6 | PB 1 |  | Bandengan
AB102 | AB 102-04 | SCHNEIDER SM6 | PB 2 |  | Bandengan
AB107 | AB 107-01 | EGA | LBS |  | Bandengan
AB107 | AB 107-02 | EGA | LBS |  | Bandengan
AB107 | AB 107-03 | EGA | PB |  | Bandengan
AB116 | AB 116-02 | MG VERCORS | PB 1 |  | Bandengan
AB116 | AB 116-04 | MG VERCORS | LBS 2 |  | Bandengan
AB120 | AB 120-01 | MG VERCORS | LBS 1 |  | Bandengan
AB120 | AB 120-02 | MG VERCORS | LBS 2 |  | Bandengan
AB120 | AB 120-03 | MG VERCORS | PB |  | Bandengan
AB120 | AB 120-04 | MG VERCORS | PT |  | Bandengan
AB120 | AB 120-05 | MG VERCORS | PGDB |  | Bandengan
SP13 | SP13-SP28 | EGA | PB |  | Kebon Jeruk
BK228 | 0219.17.214 | EGA | PB | 2017 | Marunda
CNK15 | C1.2017.W34.6.0014 | SCHNEIDER | LBS | 2017 | Ciputat
KDR304 | 1222-17-214 | EGA | PB | 2017 | Cengkareng
A29 | A 29-02 | EGA | LBS MOTORIZE | 2017 | Bandengan
A29 | A 29-03 | EGA | CBOG | 2017 | Bandengan
KPK57K | KPK57K-110517212 | EGA | LBS | 2017 | Bandengan
B76 | B 76-01 | EGA | LBS MOTORIZE | 2017 | Bandengan
B76 | B 76-02 | EGA | LBS MOTORIZE | 2017 | Bandengan
B76 | B 76-03 | EGA | PB 1 | 2017 | Bandengan
AB13A | AB 13A-01 | EGA | LBS MOTORIZE | 2017 | Bandengan
AB13A | AB 13A-02 | EGA | LBS MOTORIZE | 2017 | Bandengan
AB13A | AB 13A-03 | EGA | PB | 2017 | Bandengan
AB80 | AB 80-01 | EGA | LBS MOTORIZE | 2017 | Bandengan
AB80 | AB 80-02 | EGA | LBS MOTORIZE | 2017 | Bandengan
AB80 | AB 80-03 | EGA | LBS MOTORIZE | 2017 | Bandengan
AB80 | AB 80-04 | EGA | LBS MOTORIZE | 2017 | Bandengan
AB80 | AB 80-05 | EGA | LBS MOTORIZE | 2017 | Bandengan
AB80 | AB 80-08 | EGA | CBOM | 2017 | Bandengan
AB80 | AB 80-09 | EGA | PB TRAFO | 2017 | Bandengan
GH0213 | GH 213-01 | SCHNEIDER SM6 | LBS MOTORIZE | 2017 | Bandengan
GH0213 | GH 213-02 | EGA | LBS MOTORIZE | 2017 | Bandengan
GH0213 | GH 213-03 | EGA | LBS MOTORIZE | 2017 | Bandengan
GH0213 | GH 213-04 | EGA | LBS MOTORIZE | 2017 | Bandengan
GH0213 | GH 213-06 | EGA | LBS MOTORIZE | 2017 | Bandengan
GH0213 | GH 213-07 | EGA | LBS MOTORIZE | 2017 | Bandengan
GH0213 | GH 213-08 | EGA | LBS MOTORIZE | 2017 | Bandengan
K99N | T73005442624-0098 | SIEMENS | LBS MOTORIZE | 2017 | Jatinegara
KB318 | 1635.17.234/ 2017 | EGA | CBOM MOTORIZE | 2017 | Bulungan
GH0051 | C1-2017-W46-5-0027 | SCHINEIDER | LBS MANUAL | 2017 | Cengkareng
T437 | - | EGA | PB | 2017 | Menteng
T437 | - | Schneider | LBS | 2018 | Menteng
T437 | - | Schneider | LBS | 2018 | Menteng
GH0051 | C1-2017-W47-3-0027 | SCHINEIDER | LBS MANUAL | 2017 | Cengkareng
GH0051 | CI-2017-W43-2-0037 | SCHINEIDER | LBS MANUAL | 2017 | Cengkareng
JW74 | 0212.16.212 | EGA | LBS | 2016 | Pondok Gede
JW74 | 0209.16.214 | EGA | PB | 2016 | Pondok Gede
B91G | 0389.16.216 | EGA | CBOM | 2016 | Bandengan
CK34A | W53.3.0008 | SCHNEIDER SM6 | PB 2 | 2016 | Marunda
GH0124 | 62515213 | EGA | LBS | 2015 | Marunda
BK226 | - | EGA | LBS |  | Marunda
JW80 | 1651.16.213 | EGA | LBS MOTORIZE | 2017 | Pondok Gede
T408 | T408 | SCHNEIDER | PMT |  | Menteng
GD413 | 1745.16.213 | EGA | LBS | 2016 | Ciracas
D17N | D17 | MERLIN GERIN | B1 |  | Menteng
BT353 | 0773.16.212 | EGA | LBS | 2016 | Bintaro
BT384 | 0271.17.214 | EGA | PB | 2017 | Bintaro
PK256 | 0707.16.212 | EGA | LBS | 2016 | Marunda
PM17A | 0329.17.216 | EGA | CBOM | 2017 | Jatinegara
GD181 | CI.2017.W32.2.0022 | SCHNEIDER SM6 | LBS |  | Ciracas
GD181 | 861.13 BF | EGA | PB |  | Ciracas
KD89 | 0315.17.216 | EGA | CBOM | 2017 | Jatinegara
TT62 | T73005052683-0193 | SIEMEN | PMT | 2017 | Menteng
GD20C | T.73005052683-0320 | SIEMENS | LBS | 2017 | Ciracas
GNS23P | GNS23P_1 | EGA | PB TRAFO |  | Bandengan
PK177 | 0276.17.212 | EGA | PB | 2017 | Marunda
CK32 | 0805.17.213 | EGA | LBS | 2017 | Marunda
CB34 | CV.06.5147/024 | SIEMENS | PB |  | Ciracas
CB34 | CV.06.5147/024 | SIEMENS | LBS |  | Ciracas
CB103 | T.73005052683-0293 | SIEMENS | LBS |  | Ciracas
CGR47 | 173005052683.032 | SIEMENS | PB-1 | 2017 | Lenteng Agung
CL34 | 0838.16.212 | EGA | LBS | 2017 | Marunda
CL33 | 354 | SIEMENS | PB | 2017 | Marunda
CP524 | 26317212 | EGA | LBS MOTORISE | 2016 | Ciputat
KP58 | 200117.213 | FLUOKIT M | LBS | 2017 | Marunda
CP130 | 1141.17.212 | EGA | LBS | 2017 | Ciputat
CP402 | 0410.17.210 | EGA | LBS CBO | 2017 | Ciputat
TD179 | 0979.17.212 | EGA | LBS CBO | 2017 | Ciputat
CD390 | 278.17.214 | EGA | LBS | 2017 | Bintaro
S151 | S151 | SCHNEIDER | PB |  | Menteng
TD344 | 0925.17.212.2017 | EGA | LBS | 2017 | Ciputat
TD344 | 0953.17.214.2017 | EGA | PB | 2017 | Ciputat
CP99 | 0948.17.212 | EGA | PB | 2017 | Ciputat
CKG173P | T73005032314 - 0025 | SIEMENS | LBS | 2017 | Cengkareng
CKG173P | T73005052683 - 0207 | SIEMENS | PB2 | 2017 | Cengkareng
TB76 | TB76_1762.17.213 | EGA | LBS | 2017 | Jatinegara
MN47 | CI-2017-W20-1-0036 | SCHENEIDER | LBS MOTORIZE | 2017 | Pondok Gede
MN47 | CI-2017-W20-2-0017 | SCHENEIDER | PGC | 2017 | Pondok Gede
T409 | T409 | SCHNEIDER | PMT | 2016 | Menteng
GH0414 | EGA-GH414-KJ365 | EGA | LBS MOTORIZED | 2016 | Kebon Jeruk
KJ61 | LBS-LBS-PB | SCHNEIDER | CBO |  | Kebon Jeruk
CSL10 | CI.2017.W31.1.0026 | SCHNEIDER SM6 | LBS |  | Ciracas
DK45 | DK45-LBS2 | SCHNEIDER | LBS MANUAL |  | Kebon Jeruk
DK45 | DK45-LBS PB | SCHNEIDER | PB TRAFO |  | Kebon Jeruk
GH0164 | 12861 | FLUOKIT M+ | LBS MOTORIZE | 2010 | Jatinegara
SC7 | 1039-17-212 2017 | EGA | PMT | 2017 | Cempaka Putih
SC8 | 0991-17-214 2017 | EGA | PB TRAFO | 2017 | Cempaka Putih
RG108P | RG 108 | SCHNEIDER | LBS-1 |  | Lenteng Agung
CD398 | 0336.15.209 | EGA | LBS | 2015 | Bintaro
GH0141 | 343813BL | EGA | LBS | 2013 | Ciputat
GD50C | CI.2017.W44.5.0003 | SCHNEIDER SM6 | LBS | 2017 | Ciracas
BK246 | T.73005442541-0063 | SIEMENS | LBS | 2017 | Marunda
D379 | 525456 | EGA | PMT |  | Menteng
KG11 | - | EGA | LBS |  | Marunda
AB104 | AB104_1 | SCHNEIDER SM6 | LBS |  | Bandengan
TD138D | 1442.17.214 | EGA | PB 1 | 2017 | Ciputat
KPK58P | KPK 58P-02 | EGA | LBS MANUAL | 2017 | Bandengan
K66L | K66L_T73005442541-0056 | SIEMENS | LBS MOTORIZE | 2018 | Jatinegara
K11A | 0303.15.214 | EGA | PB | 2017 | Jatinegara
K99C | T73005442624-0040 | SIEMENS | LBS | 2018 | Jatinegara
K99C | T73005442624-0087 | SIEMENS | PB | 2018 | Jatinegara
S110 | S110 | SCHNEIDER SM6 | PGC |  | Cempaka Putih
CK20F | 500411660802109 | ABB SAFEPLUS | PB |  | Marunda
KG51 | 1711239 | EGA | LBS |  | Marunda
KG51 | 1711844 | EGA | LBS |  | Marunda
KG51 | 17121056 | EGA | PB |  | Marunda
JR65 | 3343.13.131 | EGA | LBS | 2013 | Pondok Gede
JR145 | 0405.15.213 | EGA | LBS | 2015 | Pondok Gede
JR145 | 0129.15.214 | EGA | PB | 2015 | Pondok Gede
JR168 | CI-2016-W24-3-0030 | SCHNEIDER | LBS | 2016 | Pondok Gede
JR168 | CI-2016-W17-5-0008 | SCHNEIDER | PB | 2016 | Pondok Gede
E44I | 1696.16.213 | EGA | LBS | 2016 | Pondok Gede
BT394 | CI-2018-W13-3-0004 | SCHNEIDER | LBS | 2018 | Bintaro
CD406 | CI-2018-W21-3-0047 | SCHNEIDER | LBS | 2018 | Bintaro
BT388 | 0353.18.212 | EGA | LBS | 2018 | Bintaro
E227 | 1075.17.213 | EGA | LBS | 2017 | Pondok Gede
JS128P | 0898.17.212 | EGA | LBS | 2017 | Pondok Gede
E91B | CI-2017-W08-1-0014 | SCHNEIDER | LBS | 2017 | Pondok Gede
GD178 | 0582.17.212 | EGA | LBS |  | Ciracas
GD178 | 0287.18.214 | EGA | PB |  | Ciracas
GD178 | 3181.17.213 | EGA | LBS |  | Ciracas
A163 | A163_LBS2 | SCHNEIDER SM6 | LBS |  | Bandengan
KG220 | W47-3-0009 | SCHNEIDER | LBS |  | Marunda
JS83 | CI-2016-W50-1-0058 | SCHNEIDER | LBS | 2016 | Pondok Gede
JS83 | CI-2017-W08-4-0039 | SCHNEIDER | PB | 2017 | Pondok Gede
JS8 | 1138.17.214 | EGA | PB I | 2017 | Pondok Gede
E103F | SM0940033CI | SCHNEIDER SM6 | PB II |  | Pondok Gede
GD10 | 0402.18.214 | EGA | PB |  | Ciracas
GD10 | 0410.18.212 | EGA | LBS |  | Ciracas
PD49 | 1436.17.213 | EGA | LBS | 2017 | Pondok Gede
PD54P | CV06-5080/032 | SIEMENS | LBS | 1991 | Pondok Gede
JR138 | CI-2014-W27-1-0016 | SCHNEIDER SM6 | LBS | 2014 | Pondok Gede
JR162 | 27128/075/12/01/E6 | GAE | LBS | 2012 | Pondok Gede
JR142 | SB-2011-W21-1-0042 | SCHNEIDER RM6 | PB | 2011 | Pondok Gede
E186 | - | SCHNEIDER | LBS | - | Pondok Gede
JR127 | 22463/032/10/01/E6 | GAE | LBS | 2010 | Pondok Gede
JR127 | SM1033049CI | SCHNEIDER | PB | - | Pondok Gede
E102H | 0729.17.214 | EGA | PB | 2017 | Pondok Gede
KPS1 | 0949.17.212 | EGA | LBS | 2017 | Pondok Gede
KPS1 | 1109.17.214 | EGA | PB | 2017 | Pondok Gede
PK172 | W21-4-0007 | SCHNEIDER | LBS |  | Marunda
PK172 | SM 0200652 | SCHNEIDER | PGC |  | Marunda
GD270P | CI.2015.W44.1.0031 | SCHNEIDER SM6 | LBS |  | Ciracas
DB60 | DB 60-04 | EGA | PB 2 | 2017 | Bandengan
AB148 | AB 148-01 | SCHNEIDER SM6 | CBO RC | 2017 | Bandengan
A64 | A 64-01 | SCHNEIDER SM6 | LBS MOTORIZE | 2017 | Bandengan
PM23 | T73005442624-0085 | SIEMENS | LBS | 2017 | Jatinegara
K166 | 2741.17.213 | EGA | LBS MOTORIZE | 2017 | Jatinegara
K11A | 1627.17.212 | EGA | LBS | 2017 | Jatinegara
K99E | T73005442541-0050 | SIEMENS | LBS | 2018 | Jatinegara
K99E | T73005442541-0064 | SIEMENS | LBS | 2018 | Jatinegara
K48A | 0145.15.214 | EGA | PB TRAFO | 2015 | Jatinegara
KB64 | T73005442627-0059 | SIEMENS | LBS MOTORIZE | 2018 | Jatinegara
MD115 | CI-2018-W35-1-0005 | SCHNEIDER | LBS | 2018 | Marunda
MD115 | CI-2018-W35-1-0006 | SCHNEIDER | LBS | 2018 | Marunda
MD115 | CI-2018-W45-3-0031 | SCHNEIDER | PGC | 2018 | Marunda
MD114 | 0734.18.214 | EGA | PB | 2018 | Marunda
CK177 | 2017CSF63253 | ORMAZABAL | LBS | 2017 | Marunda
BTC38CKR | 0814.18.212 | EGA | LBS MANUAL | 2018 | Cengkareng
GD53 | CI.2017.W32.1.0021 | SCHNEIDER SM6 | LBS |  | Ciracas
GD53 | 1468.17.214 | EGA | PB |  | Ciracas
GD201P | 1575.18.213 | EGA | LBS |  | Ciracas
PD48 | PD48-371317213 | EGA | LBS (MOTORIZE) | 2017 | Kramat Jati
PD48 | PD48-341917213 | EGA | LBS (MOTORIZE) | 2017 | Kramat Jati
PD48 | PD48-120918214 | EGA | PB | 2018 | Kramat Jati
TA70 | 103918214 | EGA | PB | 2018 | Cengkareng
GNS32 | GNS32-C5-2018-W38-4-0067 | SCHNEIDER | LBS 2 | 2018 | Bandengan
KPK62 | KPK62-C1.2018-W23-3-0045 | SCHNEIDER | PB | 2018 | Bandengan
CKG187 | 0358.18.212 | EGA | LBS MANUAL | 2018 | Cengkareng
CKG187 | 0403.18.212 | EGA | LBS MANUAL | 2018 | Cengkareng
CKG187 | - | UNINDO | PB | 2018 | Cengkareng
BDU32 | BDU32-1327.18.213-2018 | EGA | LBS | 2018 | Bandengan
BDU32 | BDU32-C1-2018-W33-1-0036 | SCHNEIDER | LBS | 2018 | Bandengan
CGR54 | 2018CSF63211 | ORMAZABAL | LBS-1 |  | Lenteng Agung
CGR54 | 2018CSF63165 | ORMAZABAL MR | LBS-2 |  | Lenteng Agung
CGR52 | C1-2018-W14-2-0013 | SCHNEIDER | LBS-1 |  | Lenteng Agung
CGR52 | C1-2017-W44-4-0040 | SCHNEIDER MR | LBS-2 |  | Lenteng Agung
CGR52 | 0369.18.214 | EGA | PB-1 |  | Lenteng Agung
JR229 | W19.05.0056 | SCHNEIDER | LBS | 2018 | Pondok Gede
JR229 | SM 0900649 | SCHNEIDER | PGC | 2015 | Pondok Gede
DB110 | DB110-C1-2018-W36-1-0047 | SCHNEIDER | LBS | 2018 | Bandengan
DB110 | DB110-W38-4-0039-2018 | SCHNEIDER | LBS | 2018 | Bandengan
DB110 | DB110-W35-2-0038-2018 | SCHNEIDER | LBS | 2018 | Bandengan
DB110 | CI2018 W36.2.0038 | SCHNEIDER | KOPEL | 2018 | Bandengan
E374 | E374-25518213 | EGA | LBS | 2018 | Kramat Jati
BDS22K | BDS22K-418100980-2018 | ABB SAFEPLUS | LBS | 2018 | Bandengan
BK141 | - | FLOUKIT M | PB 2 |  | Marunda
RG212 | RG212 | ORMAZABAL | LBS-1 |  | Lenteng Agung
RG212 | RG212 | ORMAZABAL MR | LBS-2 |  | Lenteng Agung
BK156 | - | EGA | PB |  | Marunda
KG250 | W19-4-0061 | SCHNEIDER | LBS | 2018 | Marunda
GH0415 | GH0415-W40-30068 E308 | SCHNEIDER | LBS | 2017 | Kramat Jati
GH0415 | GH0415-W38-40014 GANESA | SCHNEIDER | LBS | 2017 | Kramat Jati
TD99 | 2018CSF63210 | ORMAZABAL | LBS | 2018 | Ciputat
CP426 | 2018CSF63150 | ORMAZABAL | LBS | 2018 | Ciputat
CN70 | 2018CSF63208 | ORMAZABAL | LBS | 2018 | Ciputat
GD18 | CI.2018.W34.4.0010 | SCHNEIDER SM6 | LBS |  | Ciracas
KJ415 | CI-2018-W28-4-0013_KJ415 | SCHNEIDER | LBS | 2018 | Kebon Jeruk
KJ415 | CI-2018-W19-3-0013_KJ415 | SCHNEIDER | LBS | 2018 | Kebon Jeruk
KJ415 | 0929.18.214_KJ415 | EGA | TP | 2018 | Kebon Jeruk
KJ416 | CI-2018-W29-1-0004_KJ416 | SCHNEIDER | LBS | 2018 | Kebon Jeruk
PK263N | - | MG SCHNEIDER | PGC |  | Marunda
GD409 | CI.2016.W35.1.0046 | SCHNEIDER SM6 | PB |  | Ciracas
GD409 | 0890.16.213 | EGA | LBS |  | Ciracas
CKG105PAT | - | GAE | LBS | 2013 | Cengkareng
KDR283P | - | SIEMENS | LBS | 2016 | Cengkareng
MK309 | W44.2.0022 | SCHNEIDER SM6 | CBO RC | 2017 | Bandengan
KDR261 | 3005050526.82 | SIEMENS | PB | 2017 | Cengkareng
K66A | CI-2017-W22-3-0027 | SCHNEIDER | LBS MOTORIZE | 2017 | Jatinegara
K35N | CI-2017-W03-4-0002 | SCHNEIDER | LBS | 2017 | Jatinegara
CP467 | 0553.17.214 | EGA | PB | 2017 | Ciputat
TB14 | CI-2017-W33-3-0031 | SCHNEIDER | LBS MOTORIZE | 2017 | Jatinegara
CSL10 | 0875.17.214 | EGA | PB |  | Ciracas
KM108 | 0362-17-212 | EGA | LBS | 2017 | Jatinegara
KM108 | 024-17-216 | EGA | CBOM | 2017 | Jatinegara
KM108 | NO NAMEPLATE | SCHNEIDER | LBS | - | Jatinegara
GD252 | CI.2017.W32.2.0021 | SCHNEIDER SM6 | LBS | 2017 | Ciracas
GD252 | CI.2019.W32.2.0010 | SCHNEIDER SM6 | PB | 2019 | Ciracas
RG208 | C1-2017-38-5-0025 | SCHNEIDER | LBS-1 |  | Lenteng Agung
RG208 | C1.2017-W38-2-0034 | SCHNEIDER | LBS-2 |  | Lenteng Agung
GD382P | 0255.14.211 | EGA | PB | 2014 | Ciracas
PIK48 | PIK48-3 | EGA | LBS | 2017 | Bandengan
DB95 | SM1131187 CI | SCHNEIDER | LBS |  | Bandengan
KJ279 | KJ279-LBS PB | FLOUKIT M | PB TRAFO |  | Kebon Jeruk
D376 | CI.2017.W36.1.0015 | SCHNEIDER | LBS MOTORIZE | 2017 | Menteng
BK64 | - | SCHNEIDER SM6 | LBS |  | Marunda
PB59 | 1773213 | EGA | LBS | 2017 | Pondok Kopi
MD24 | 0985.17.212 | EGA | LBS | 2017 | Marunda
MD24 | CI-2017-W35-5-0004 | SCHNEIDER SM6 | LBS | 2017 | Marunda
MD24 | 1190.17.214 | EGA | PB TRAFO | 2017 | Marunda
BK137 | - | EGA | PB TRAFO |  | Marunda
BK227 | - | EGA | LBS |  | Marunda
BK227 | - | EGA | PGC |  | Marunda
GH0033 | CI-2017-W20-4-0040 | SCHNEIDER SM6 | LBS | 2017 | Marunda
GH0033 | CI-2017-W20-2-0012 | SCHNEIDER SM6 | LBS | 2017 | Marunda
CK33 | 0417.17.213 | EGA | LBS | 2017 | Marunda
SP226 | SP226F&G | F & G | RMU |  | Kebon Jeruk
CP516 | 0485.16.214 | EGA | PB | 2016 | Ciputat
T438 | 315.8546 | SCHNEIDER | CBOM | 2018 | Menteng
PS193 | C1-2018-W19-5-0058 | SCHNEIDER SM6 | PMT | 2018 | Cempaka Putih
PM233 | PM233 | SCHNEIDER | LBS-3 |  | Lenteng Agung
PM233 | PM233 | SCHNEIDER | LBS-4 |  | Lenteng Agung
MK195 | 4040072 | SCHINEIDER | PGC | 2019 | Cengkareng
BT45 | BT45 | GAE | PGDB |  | Bintaro
CD235 | CD235 | SM 6 | LBS |  | Bintaro
BT192 | BT192 | ABB (Cplus) | CBOG |  | Bintaro
BT192 | BT192 | ABB (Cplus) | B1 |  | Bintaro
BT205 | BT205 | EGA | LBS |  | Bintaro
BT198 | BT198 | ABB (Cplus) | CBOG |  | Bintaro
CD209 | CD209 | GAE | LBS |  | Bintaro
BT262 | BT262 | GAE | LBS |  | Bintaro
BT262 | BT262 | GAE | PB |  | Bintaro
CD112 | CD112 | FLOUKIT.M | LBS |  | Bintaro
CD112 | CD112 | ABB | PGDB |  | Bintaro
SP82B | SP82B-KJ335 | SCHNEIDER | LBS | 2011 | Kebon Jeruk
SP41 | SP41-KJ178 | ABB | PB | 2016 | Kebon Jeruk
SP26A | SP26A-GI | FLOUKIT M | LBS |  | Kebon Jeruk
SP26A | SP26A-SP250 | SCHNEIDER | PB |  | Kebon Jeruk
SP278 | SP278-KJ130 | EGA | LBS |  | Kebon Jeruk
PIK47 | PIK47-C12017-W38-0008 | SCHNEIDER | CBOM | 2017 | Bandengan
TD197 | 0463.17.216 | EGA | LBS | 2017 | Ciputat
KL27 | KL27-KL161 | GAE | PB |  | Kebon Jeruk
TD197 | 0531.17.212 | EGA | LBS CBO | 2017 | Ciputat
TD197 | 0987.12.214 | EGA | PB | 2017 | Ciputat
TD197 | 0992.17.214 | EGA | PB | 2017 | Ciputat
CN72 | 0395.17.216 | EGA | LBS CBO | 2017 | Ciputat
CN72 | 0940.17.212 | EGA | LBS | 2017 | Ciputat
CN72 | 0956.17.214 | EGA | PB | 2017 | Ciputat
TD461 | 0411.17.216 | EGA | LBS | 2017 | Ciputat
SD238 | 0624.15.213 | EGA | LBS | 2015 | Tanjung Priok
SD48N | - | SCHNEIDER SM6 | LBS |  | Tanjung Priok
KJ198 | KJ198-LBS RMU | GAE | LBS |  | Kebon Jeruk
E429 | E429-112017214 | EGA | PB | 2017 | Kramat Jati
KJ231 | KJ231-LBS1 | SCHNEIDER | LBS MANUAL |  | Kebon Jeruk
KJ231 | KJ231-LBS2 | EGA | LBS MANUAL |  | Kebon Jeruk
KJ232 | KJ232-LBS1 | EGA | LBS MANUAL |  | Kebon Jeruk
DK212 | - | SIEMENS | LBS |  | Cengkareng
PDR15 | 1089.17.214 | EGA | PB | 2017 | Pondok Gede
GH0045 | - | SCHNEIDER | LBS |  | Ciputat
BK239 | 1183.17.212 | EGA | LBS | 2017 | Marunda
BK239 | 0967.17.214 | EGA | PB | 2017 | Marunda
BK239 | 0946.17.214 | EGA | PB | 2017 | Marunda
KP27 | 1214.17.214 | EGA | PB TRAFO | 2017 | Marunda
KG132 | 17.216 | EGA | PGC | 2017 | Marunda
CN43 | 1519.1721 | EGA | LBS MOTORIZE | 2017 | Ciputat
PB59 | CI-2017-W36-2-0013 | SCHNEIDER | PB | 2017 | Pondok Kopi
CB38 | 0842.16.216 | EGA | CBOM |  | Ciracas
MK304 | W51-6-0005 | SCHNEIDER | LBS |  | Bandengan
A64 | A 64-02 | SCHNEIDER SM6 | LBS MOTORIZE | 2017 | Bandengan
A64 | A 64-04 | SCHNEIDER SM6 | LBS MOTORIZE | 2017 | Bandengan
A64 | A 64-05 | SCHNEIDER SM6 | LBS MOTORIZE | 2017 | Bandengan
T47B | T47B | EGA | PB |  | Menteng
TG33N | TG 33N-03 | EGA | PB 1 | 2017 | Bandengan
MD113 | 1150.17.212 | EGA | LBS | 2017 | Marunda
MD113 | 0363.17.213 | EGA | LBS | 2017 | Marunda
CK240 | 0439.17.213 | EGA | LBS | 2017 | Marunda
PGL43 | 2471.17.213 | EGA | LBS | 2017 | Pondok Kopi
PGL43 | 1432.17.214 | EGA | PB TRAFO | 2017 | Pondok Kopi
BK243 | T73005442624-0054 | SIEMENS | PB | 2017 | Marunda
CKG172 | 2402.17.213 | EGA | LBS | 2017 | Cengkareng
CKG172 | 1146.17.214 | EGA | PB | 2017 | Cengkareng
PB60 | 2472.17.213 | EGA | LBS | 2017 | Pondok Kopi
A104 | A 104-03 | EGA | PB | 2017 | Bandengan
PL241 | T73005052683-0191 | SIEMENS | LBS | 2017 | Pondok Kopi
AB157 | AB 157-01 | SCHNEIDER SM6 | LBS MANUAL |  | Bandengan
AB157 | AB 157-02 | SCHNEIDER SM6 | LBS MANUAL |  | Bandengan
AB157 | AB 157-03 | SCHNEIDER SM6 | PB |  | Bandengan
MK302 | MK 302-02 | SIEMENS | LBS MANUAL | 2017 | Bandengan
A162 | LBS1_A 162 | EGA | LBS |  | Bandengan
CD196 | CD196 | ABB | LBS |  | Bintaro
CK247 | 1801525 | EGA | LBS |  | Marunda
GD71A | CI-2017-W09-3-0019 | SCHNEIDER | LBS MOTORIZED | 2017 | Pondok Gede
E91A | 0631.17.214 | EGA | PB | 2017 | Pondok Gede
JW25 | - | ORMAZABAL | LBS |  | Pondok Gede
E126N | - | UNINDO | PB I | - | Pondok Gede
JW50 | 202.12.BL | EGA | LBS | 2012 | Pondok Gede
JW50 | 0333.15.214 | EGA | PB | 2015 | Pondok Gede
JS83 | CI-2017-W08-1-0004 | SCHNEIDER | LBS | 2017 | Pondok Gede
JS8 | 0170.19.213 | EGA | LBS MOTORISED | 2019 | Pondok Gede
JS8 | 0211.19.212 | EGA | LBS | 2019 | Pondok Gede
JS20 | CI-2015-W52-1-0023 | SCHNEIDER | LBS | 2015 | Pondok Gede
JS81 | 06-5146/017 | SIEMENS | PB | 1993 | Pondok Gede
PD49 | 0578.17.214 | EGA | PB | 2017 | Pondok Gede
CB46P | CI.2018.W21.1.0049 | SCHNEIDER SM6 | LBS |  | Ciracas
PDR5 | CI-2015-W24-5-0007 | SCHNEIDER | LBS | 2015 | Pondok Gede
JR138 | CI-2014-W25-5-0003 | SCHNEIDER SM6 | LBS | 2014 | Pondok Gede
E102H | 0983.17.212 | EGA | LBS | 2017 | Pondok Gede
JS167 | CI-2013.W46.1.00.22 | SCHNEIDER | LBS | 2013 | Pondok Gede
KS72 | KS72 | SCHNEIDER | LBS |  | Menteng
MN16 | 1214 | FLOUKIT M | B1 | 1996 | Pondok Gede
MN49 | 48816213 | EGA | LBS | 2016 | Pondok Gede
GD71B | CI-2015-W36-5-0046 | SCHNEIDER | LBS | 2015 | Pondok Gede
D70 | 125174 | SCHNEIDER | LBS | 2018 | Menteng
P101 | P101 | SCHNEIDER | LBS |  | Menteng
JS227 | 41015.213 | EGA | LBS | 2015 | Pondok Gede
PDR14 | 106417212 | EGA | LBS | 2017 | Pondok Gede
PDR14 | 090316.2B | EGA | LBS | 2017 | Pondok Gede
JS18 | CI-2016-W08-4-0008 | SCHNEIDER | CBO | 2016 | Pondok Gede
MK259 | MK 259-02 | GAE GLS | LBS MANUAL | - | Bandengan
MK259 | MK 259-03 | GAE GLS | LBS MANUAL | - | Bandengan
MK399 | MK 399-02 | EGA | LBS MOTORIZE | - | Bandengan
MK399 | MK 399-03 | GAE GSF | PB | - | Bandengan
TB76 | TB76_1194.17.212 | EGA | LBS | 2017 | Jatinegara
GH0099 | - | SCHNEIDER | LBS |  | Ciputat
GH0421 | C1.2012.W.39.6.0006 | SCHNEIDER | LBS | 2012 | Ciputat
GH0421 | 1205174 | EGA | LBS |  | Ciputat
GH0421 | 1205113 | EGA | LBS |  | Ciputat
GH0421 | 1205243 | EGA | LBS |  | Ciputat
GH0403 | - | MERLIN GERIN | LBS |  | Ciputat
GH0403 | - | MERLIN GERIN | LBS |  | Ciputat
CL35 | 17.212 | EGA | LBS | 2017 | Marunda
GD416 | T.73005032314.0004 | SIEMENS | PB |  | Ciracas
CB4 | CI.2016.W50.2.0042 | SCHNEIDER SM6 | LBS |  | Ciracas
SP149 | SP194-SP98 | KIT 25 | PB |  | Kebon Jeruk
KG36 | 69303 | FLUOKIT M MERAH | PGC |  | Marunda
T433 | 153.2541 | EGA | PMT | 2018 | Menteng
T433 | 158.2313 | EGA | CBOM | 2018 | Menteng
E103F | SM0943009CI | SCHNEIDER SM6 | PB I |  | Pondok Gede
JS22 | CI-2015-W39-5-0004 | SCHNEIDER SM6 | CBO | 2015 | Pondok Gede
JS22 | SM1031061CI | SCHNEIDER SM6 | PB | 2015 | Pondok Gede
JW46 | CI-2012-W42-4-0011 | SCHNEIDER SM6 | LBS | 2012 | Pondok Gede
JW46 | 12.1008 | ABB UNISWITCH | PB | 2012 | Pondok Gede
JW30 | 500411660/3001-14 | ABB SAFEPLUS | LBS | 2011 | Pondok Gede
JGK29 | 203.18.214/2018 | EGA | PB-1 |  | Lenteng Agung
JW82 | 0834.16.212 | EGA | LBS | 2016 | Pondok Gede
PD54P | CV06-5080/032 | SIEMENS | PB | 1991 | Pondok Gede
JS120P | 22361/032/10/02/E6 | GAE | PB | 2010 | Pondok Gede
JR162 | 27131/075/12/01/E6 | GAE | LBS | 2012 | Pondok Gede
JR142 | SB-2011-W16-6-0065 | SCHNEIDER RM6 | LBS | 2011 | Pondok Gede
E242 | CI-2014-W36-3-0026 | SCHNEIDER | LBS | 2014 | Pondok Gede
JS153P | 1302324 | ABB UNIS | LBS | 2013 | Pondok Gede
JS155 | CI-2016-W24-2-0050 | SCHNEIDER | LBS | 2016 | Pondok Gede
JR200 | CI-2016-W35-2-0060 | SCHNEIDER | LBS | 2016 | Pondok Gede
KBT | 22398/032/10/01/E6 | GAE | LBS | 2010 | Pondok Gede
BTC37 | C1-2018-W30-3 3004 | SCHINEIDER | CBOM | 2018 | Cengkareng
JR45 | CI-2015-W40.4.0019 | SCHNEIDER | CBOG |  | Pondok Gede
JW89 | 0391-18-212 | EGA | LBS | 2018 | Pondok Gede
GD75 | 3271.17.213 | EGA | LBS |  | Ciracas
GD75 | 3678.17.213 | EGA | LBS |  | Ciracas
DT119 | 246017.213 | EGA | LBS-3 | 2017 | Lenteng Agung
DT119 | 1594.17.234 | EGA | CBOG-1 | 2017 | Lenteng Agung
JS162 | 1302353 | ABB UNIS | LBS | 2013 | Pondok Gede
JS162 | 108417213 | EGA | LBS | 2017 | Pondok Gede
JR225 | CI.2018.W14.2.0018 | SCHNEIDER | LBS | 2018 | Pondok Gede
JR225 | CI.2018.W13.4.0031 | SCHNEIDER | LBS | 2018 | Pondok Gede
JR225 | CI.2018.W09.3.0016 | SCHNEIDER | LBS MOTORIZED | 2018 | Pondok Gede
JR228 | 0395.18.212 | EGA | LBS | 2018 | Pondok Gede
JR228 | CI.2017.W23.1.0037 | SCHNEIDER | LBS MOTORIZED | 2017 | Pondok Gede
JR228 | 0459.18.212 | EGA | PB | 2018 | Pondok Gede
TA10 | 0304.18.212 | EGA | LBS |  | Bandengan
D386 | 315.5215 | EGA | PMT | 2018 | Menteng
D386 | 513.2125 | EGA | CBOM | 2018 | Menteng
D385 | 789.5641 | EGA | PMT | 2018 | Menteng
D385 | 789.5465 | EGA | PMT | 2018 | Menteng
D385 | 845.2135 | EGA | PB | 2018 | Menteng
MK94P | 1708792 | EGA | LBS |  | Bandengan
MK94P | 17081386 | EGA | LBS |  | Bandengan
MK94P | 1711313 | EGA | PB |  | Bandengan
GD338P | CV.735500.000120/007 | SIEMENS | PB |  | Ciracas
PDR15 | CI-2017-W38-5-0 | SCHNEIDER | LBS MOTORIZE | 2017 | Pondok Gede
MK304 | CI2017 W30-5-0047 | SCHNEIDER | LBS |  | Bandengan
KS82 | KS82 | EGA | LBS | 2016 | Menteng
KS82 | KS82 | SCHNEIDER | CBO-JAR | 2019 | Menteng
BDU28 | 657.2021 | ULUSOY | LBS | 2021 | Bandengan
PML12 | 3759-17-213 | EGA | LBS MOTORIZE | 2018 | Ciputat
KG315 | W23-4-0017 | SCHNEIDER | LBS/CBOM |  | Marunda
KJ412 | CI-2018-W20-2-000-KJ412 | SCHNEIDER | LBS | 2018 | Kebon Jeruk
KJ412 | CI-2018-W32-5-0059-KJ412 | SCHNEIDER | LBS | 2018 | Kebon Jeruk
KJ412 | 0942.18.214 THN2018-KJ412 | EGA | PB | 2018 | Kebon Jeruk
KD128 | T73005052683-0242 | SIEMENS | LBS | 2017 | Jatinegara
E288P | CV06-5145/006 | SIEMENS | LBS | 1993 | Pondok Gede
PG393P | Cl - 2018 - W35 - 4 -0019 | SCHNEIDER | LBS | 2018 | Pondok Kopi
PG393P | Cl - 2018 - W32 - 4 -0010 | SCHNEIDER | LBS | 2018 | Pondok Kopi
CK63 | - | FLOUKIT M | LBS |  | Marunda
CK63 | - | FLOUKIT M | PB1 |  | Marunda
CK248 | - | SCHENEIDER | CBOM |  | Marunda
CK248 | - | SCHENEIDER | KOPEL 2 |  | Marunda
TA128 | CI-2019-W26-1-0037 | SCHINEIDER | CBO | 2019 | Cengkareng
TA128 | CI-2019-W34-3-0026 | SCHINEIDER | CBO | 2019 | Cengkareng
MN53 | 0400-18-212 | EGA | LBS | 2018 | Pondok Gede
MN53 | CI-2018-W22-7-0017 | SCHNEIDER | LBS MOTORIZED | 2018 | Pondok Gede
PL260 | W28-5-0035 | SCHNEIDER | LBS | 2018 | Pondok Kopi
PL260 | W30-3-0017 | SCHNEIDER | LBS | 2018 | Pondok Kopi
JR112K | SM0943017CI | SCHNEIDER SM6 | PB | 2009 | Pondok Gede
JR144 | SB-2010-W46-2-0012 | SCHNEIDER RM6 | LBS | 2010 | Pondok Gede
JR144 | SB-2010-W46-4-0096 | SCHNEIDER RM6 | PB | 2010 | Pondok Gede
JR144 | SB-2010-W46-1-0074 | SCHNEIDER RM6 | LBS | 2010 | Pondok Gede
JR151 | 500411660/5021-25 | ABB SAFEPLUS | LBS | 2011 | Pondok Gede
JR7 | 3773.17.213 | EGA | LBS | 2017 | Pondok Gede
JR7 | 1330.17.213 | EGA | LBS | 2017 | Pondok Gede
JR7 | 0470.18.214 | EGA | PB | 2018 | Pondok Gede
JS14 | 19148 | GAE | PB | 2003 | Pondok Gede
JS14 | 664 | UNINDO FLUOKIT M24 | LBS |  | Pondok Gede
JS14 | 2617 | UNINDO FLUOKIT M24 | LBS |  | Pondok Gede
PL237 | T73005052683 - 0246 | SIEMENS | PB |  | Pondok Kopi
JR13 | - | EGA | PB II | 2018 | Pondok Gede
AB174 | AB174_PGC | EGA | PGC |  | Bandengan
AB142 | AB 142-01 | EGA | LBS MOTORIZE | 2017 | Bandengan
MB4 | MB 4-02 | SCHNEIDER SM6 | LBS MANUAL | 2017 | Bandengan
KJ303 | KJ303-CBOM | SCHNEIDER | PGC |  | Kebon Jeruk
KJ116 | KJ116-LBS1 | FLOUKIT M | LBS MANUAL |  | Kebon Jeruk
KJ116 | KJ116-LBS2 | FLUOKIT M | LBS MANUAL |  | Kebon Jeruk
KJ307 | KJ307-LBS1 | GAE | LBS MANUAL |  | Kebon Jeruk
KL38A | KL38A-TRAFO | MG | PB TRAFO | 2016 | Kebon Jeruk
JR219 | 1755.17.213 | EGA | LBS MOTORIZE | 2017 | Pondok Gede
BK233 | 0856.16.212 | EGA | LBS | 2016 | Marunda
PG440 | PG440 | SCHNEIDER | PB | 2017 | Cempaka Putih
PG440 | 1331.17.212 | EGA | LBS | 2017 | Cempaka Putih
JW86 | CI-2017-W52-3-0033 | SCHNEIDER | LBS | 2017 | Pondok Gede
PIK48 | - | SCHNEIDER | LBS |  | Bandengan
PIK48 | 1611478 | EGA | CBO |  | Bandengan
T426 | - | ULUSOY | CBO-JAR |  | Menteng
T426 | CI.2018.W04.2.0037 | SCHNEIDER | LBS | 2018 | Menteng
MN52 | 2578.17.213 | EGA | LBS | 2017 | Pondok Gede
MN52 | CI-2017-W52-3-0051 | SCHNEIDER | LBS | 2017 | Pondok Gede
DK47A | T73005555599-0079 | SIEMENS | LBS |  | Cengkareng
DK47A | T73005555599-0050 | SIEMENS | PB |  | Cengkareng
JR222 | T73005442624-0067 | SIEMENS | PB | 2017 | Pondok Gede
JR222 | T73005442624-0006 | SIEMENS | LBS | 2017 | Pondok Gede
CL39 | - | SCHNEIDER | LBS |  | Marunda
S156P | 548.2456 | EGA | PMT | 2018 | Menteng
CGR3S | CGR 3S | ORMAZABAL | PB-1 |  | Lenteng Agung
BT403 | CI-2018-W19-4-0067 | SCHNEIDER | LBS | 2018 | Bintaro
MB68 | MB 68-01 | SCHNEIDER SM6 | LBS MOTORIZE | 2017 | Bandengan
MB68 | MB 68-02 | SCHNEIDER SM6 | LBS MANUAL | - | Bandengan
MB68 | MB 68-03 | SCHNEIDER SM6 | PB | - | Bandengan
MB68 | MB 68-04 | SCHNEIDER SM6 | PGC | - | Bandengan
MK459 | MK 459-01 | SCHNEIDER SM6 | LBS MOTORIZE | 2017 | Bandengan
MK459 | MK 459-02 | CONTACT PLASMA | LBS MANUAL | - | Bandengan
MK459 | MK 459-03 | CONTACT PLASMA | PGC | - | Bandengan
KPK51 | KPK 51-01 | SIEMENS | LBS MOTORIZE | 2017 | Bandengan
KPK51 | KPK 51-02 | SIEMENS | LBS MANUAL | 2017 | Bandengan
KPK51 | KPK 51-03 | SIEMENS | PB | 2017 | Bandengan
KPK54G | KPK 54G-01 | EGA | LBS MOTORIZE | 2017 | Bandengan
KPK54G | KPK 54G-02 | SCHNEIDER SM6 | LBS MANUAL | 2017 | Bandengan
KPK54G | KPK 54G-03 | EGA | PB | 2017 | Bandengan
AB294 | AB 294-01 | EGA | LBS MOTORIZE | 2017 | Bandengan
AB294 | AB 294-02 | EGA | LBS MANUAL | 2017 | Bandengan
AB294 | AB 294-03 | EGA | CBOM | 2017 | Bandengan
B214 | B 214-01 | SCHNEIDER SM6 | LBS MOTORIZE | 2017 | Bandengan
B214 | B 214-02 | EGA | LBS MANUAL | 2017 | Bandengan
B214 | B 214-03 | EGA | PB | 2017 | Bandengan
B214 | B 214-04 | EGA | PB 2 | 2017 | Bandengan
B214 | B 214-05 | EGA | CBOM 1 | 2017 | Bandengan
B214 | B 214-06 | EGA | CBOM 2 | 2017 | Bandengan
KJ97 | KJ97-KOPEL | EGA | PGC |  | Kebon Jeruk
CK64A | CI-2017-W40-3-0148 | SCHNEIDER SM6 | LBS | 2017 | Marunda
AB92 | AB 92-01 | EGA | LBS MOTORIZE | 2017 | Bandengan
AB92 | AB 92-02 | EGA | LBS MOTORIZE | 2017 | Bandengan
MK6 | MK 6-01 | SCHNEIDER SM6 | LBS MOTORIZE | 2017 | Bandengan
GD425 | 143717214 | EGA | PB | 2017 | Ciracas
BC346 | 611.71 | ORMAZABAL | PT | 2019 | Cengkareng
D126 | D126 | SCHNEIDER | LBS |  | Menteng
KPK53 | 87 | SIEMENS | LBS 2 |  | Bandengan
KPK53 | 161 | SIEMENS | PB |  | Bandengan
TP121 | 1355.17.212 | EGA | PMT | 2017 | Cempaka Putih
CP18 | 2841.17.213 | EGA | LBS MOTORIZE | 2017 | Ciputat
CN5 | 2736.1721 | EGA | LBS MOTORIZE | 2017 | Ciputat
TD150A | 1628.17.214 | EGA | PB | 2017 | Ciputat
TD128 | 9311762 | EGA | LBS | 2017 | Ciputat
TD128 | 9328012 | EGA | PB | 2017 | Ciputat
JW86 | 257.17.213 | EGA | LBS | 2017 | Pondok Gede
GH0395 | CL-2016-W23-2-0005 | SCHNEIDER | LBS MOTORIZED | 2016 | Tanjung Priok
CK40 | 0335.16.212 | EGA | LBS | 2016 | Marunda
CK40 | 0913.16.213 | EGA | LBS | 2016 | Marunda
CK60 | SM1043212CI | SCHNEIDER SM6 | LBS |  | Marunda
CK60 | SM1042220CI | SCHNEIDER SM6 | LBS |  | Marunda
KG291 | SM1042047CI | SCHNEIDER SM6 | LBS |  | Marunda
KG39 | 10375S204 | ORMAZABAL | LBS | 2010 | Marunda
KG39 | 1035S175 | ORMAZABAL | PT | 2010 | Marunda
KG55 | W44.4.0052 | SCHNEIDER SM6 | LBS | 2015 | Marunda
MD52 | W52.3.0021 | SCHNEIDER SM6 | LBS | 2015 | Marunda
T415 | W34-5-0004 | SCHNEIDER | PMT | 2017 | Menteng
CP515 | 0443-16-214 | EGA | PB TRAFO | 2016 | Ciputat
RG175 | RG 175 | SCHENEIDER | LBS-2 |  | Lenteng Agung
GD173 | T.73005065334-0162 | SIEMENS | PB | 2017 | Ciracas
GD197 | SM.0402808 | SCHNEIDER SM6 | LBS | 2004 | Ciracas
GD197 | SM.9606037 | SCHNEIDER SM6 | PB | 1996 | Ciracas
MD111 | 0874.16.212 | EGA | LBS | 2016 | Marunda
MK415 | SM0401089 | MERLIN GERLIN | LBS MANUAL | 2015 | Bandengan
PS82 | PS82 | SCHNEIDER SM6 | PGC |  | Cempaka Putih
CK80 | 0333.17.213 | EGA | LBS | 2017 | Marunda
CK80 | 0155.17.216 | EGA | PGC | 2017 | Marunda
B22N | B 22N-02 | SCHNEIDER SM-6 | LBS MANUAL | 2016 | Bandengan
B281 | B 281-03 | FLOUKIT-M | PB 1 | 2012 | Bandengan
PIK44 | W21.3.0036 | SCHNEIDER | LBS MOTORIZED | 2017 | Bandengan
PIK44 | PIK 44-03 | EGA | CBOM | 2016 | Bandengan
PIK45 | PIK 45-01 | EGA | LBS MOTORIZED | 2017 | Bandengan
KG249 | 0209.17.212 | EGA | LBS | 2017 | Marunda
KG249 | 1129.17.234 | EGA | LBS | 2017 | Marunda
TD165 | TD165 | FLUKIT M | PB |  | Bintaro
CD373 | CD373 | EGA | PB |  | Bintaro
BK239 | 0466.17.213 | EGA | LBS | 2017 | Marunda
CK19E | 1183.17.212 | EGA | LBS | 2017 | Marunda
BK240 | 0118.17.313 | EGA | LBS | 2017 | Marunda
BK240 | 0428.17.213 | EGA | LBS | 2017 | Marunda
BK240 | 0988.17.214 | EGA | PB | 2017 | Marunda
BK240 | 0969.17.214 | EGA | PB | 2017 | Marunda
CK20E | 0968.17.214 | EGA | PB | 2017 | Marunda
CK237 | 0950.17.212 | EGA | LBS | 2017 | Marunda
CK238 | 0934.17.212 | EGA | LBS | 2017 | Marunda
CK136 | 17.216 | EGA | PGC | 2017 | Marunda
CK202 | 1754.17.213 | EGA | LBS | 2017 | Marunda
GH0045 | - | MERLIN GERIN | LBS |  | Ciputat
GH0045 | - | GAE | LBS |  | Ciputat
GH0045 | - | MERLIN GERIN | LBS |  | Ciputat
GH0188 | - | MERLIN GERIN | LBS |  | Ciputat
GH0188 | - | MERLIN GERIN | LBS |  | Ciputat
GH0099 | - | EGA | CBOM |  | Ciputat
GH0421 | C1.2012.W.40.1.0022 | SCHNEIDER | LBS | 2012 | Ciputat
GH0421 | 1209141 | EGA | LBS |  | Ciputat
GD416 | T.73005052683.0004 | SIEMENS | LBS |  | Ciracas
E323P | E323-170517213 | EGA | LBS | 2017 | Kramat Jati
BK241 | 1748.07.213 | EGA | LBS | 2017 | Marunda
BK241 | 1011.17.212 | EGA | LBS | 2017 | Marunda
RM86 | C1-2016-W22-3-0023 | SCHNEIDER | LBS | 2016 | Cempaka Putih
CGR49 | 0572.17.214 | EGA | PB-1 |  | Lenteng Agung
K63A | 1078.17.213 | EGA | LBS | 2017 | Jatinegara
BK238 | 0197.17.213 | EGA | PB TRAFO | 2017 | Marunda
BK237 | 0561.17.212 | EGA | LBS | 2017 | Marunda
BK237 | 0386.17.213 | EGA | LBS | 2017 | Marunda
BK237 | 0434.17.213 | EGA | PB TRAFO | 2017 | Marunda
MB80 | MB 80-03 | SCHNEIDER SM-6 | PB | 2017 | Bandengan
AB17 | AB 17-01 | SCHNEIDER SM-6 | CBO RC | 2017 | Bandengan
AB17 | AB 17-02 | SCHNEIDER SM-6 | LBS MANUAL | 2017 | Bandengan
AB17 | AB 17-03 | SCHNEIDER SM-6 | PB | 2017 | Bandengan
DB3E | DB 3E-01 | SCHNEIDER SM-6 | CBO RC | 2017 | Bandengan
GD419 | 25617214 | EGA | PB | 2017 | Ciracas
CB134 | 0328.17.213 | EGA | MV Cell LBS Mot | 2017 | Ciracas
TP28N | TP 28 - PMT - GI TT | SCHNEIDER SM6 | PMT |  | Cempaka Putih
TP28N | TP 28 - KOPEL ACO 2 - 1 | SCHNEIDER SM6 | PMT |  | Cempaka Putih
JR215 | 1061.17.212 | EGA | LBS | 2017 | Pondok Gede
KM102 | C1-2019-W04-3-0044 | SCHNEIDER | CBOM | 2019 | Jatinegara
BT425 | CD392 | EGA | PB |  | Bintaro
BT86 | BT86 | FLUKIT M | LBS |  | Bintaro
CD58C | CD58C | FLOUKIT M | LBS |  | Bintaro
KL112 | KL112 | MG KUNING | LBS |  | Bintaro
CD40 | CD40 | KIT 25 | LBS |  | Bintaro
E239 | CI.2017.W06.5.0037 | SCHNEIDER SM6 | LBS |  | Ciracas
TD17 | C1-2017-W33-1-0007 | SCHNEIDER | LBS | 2017 | Ciputat
TD17 | C1-2014-W48-5-0015 | SCHNEIDER | LBS | 2014 | Ciputat
CP263 | 1622.17.213 | EGA | LBS MOTORIZE | 2017 | Ciputat
CP171 | 158117.213 | EGA | LBS MOTORIZE | 2017 | Ciputat
K165 | CI-2017-W30-2-0040 | SCHNEIDER | LBS MOTORIZE | 2017 | Jatinegara
GD67A | CI.2017.W29.6.0014 | SCHNEIDER SM6 | LBS |  | Ciracas
RG142P | RG 142P | EGA | PB-1 |  | Lenteng Agung
SP244 | SP244-KJ95 | CONTACT PLAZMA | PB | 2005 | Kebon Jeruk
K66H | K66H_CI-2017-W33-3-0037 | SCHNEIDER | LBS MOTORIZE | 2017 | Jatinegara
TB51 | CI-2012-W20-3-0006 | SCHNEIDER | LBS | 2012 | Jatinegara
TB51 | CI-2012-W20-1-0028 | SCHNEIDER | CBOM | 2012 | Jatinegara
TB51 | CI-2012-W20-2-0004 | SCHNEIDER | LBS | 2012 | Jatinegara
TB51 | CI-2012-W20-2-0016 | SCHNEIDER | CBOM | 2012 | Jatinegara
GH0419 | CI-2012-W20-2-0018 | SCHNEIDER | CBOM | 2012 | Jatinegara
GH0213 | GH 213-09 | EGA | LBS MOTORIZE | 2017 | Bandengan
GH0213 | GH 213-11 | SCHNEIDER SM6 | LBS MOTORIZE | 2017 | Bandengan
GH0213 | GH 213-12 | SCHNEIDER SM6 | LBS MOTORIZE | 2017 | Bandengan
BT403 | CI-2018-W30-1-0041 | SCHNEIDER | CBOG | 2018 | Bintaro
BT390 | CI-2018-W38-5-0051 | SCHNEIDER | LBS | 2018 | Bintaro
BT390 | CI-2018-W43-2-0029 | SCHNEIDER | LBS | 2018 | Bintaro
CK52X | S/N 1501423 | EGA | LBS |  | Marunda
CK52X | S/N 1503106 | EGA | LBS |  | Marunda
CK52X | S/N 1412230 | EGA | PB |  | Marunda
CK9 | W29-4-0002 | SCHNEIDER | LBS |  | Marunda
GD401 | CI.2018.W20.1.0044 | SCHNEIDER SM6 | - | 2018 | Ciracas
CGR5 | 2018CSF61028 | ORMAZABAL | PB-1 |  | Lenteng Agung
PK130N | 2700-17-213 | EGA | LBS | 2017 | Marunda
PK257 | CI-2018-W32-3-0020 | SCHNEIDER | LBS | 2018 | Marunda
JR227 | 0392.18.212 | EGA | LBS | 2018 | Pondok Gede
JR227 | 0289.18.212 | EGA | LBS | 2018 | Pondok Gede
JR227 | 0477.18.214 | EGA | PB | 2018 | Pondok Gede
E110 | CI.2016.W22.3.0010 | SCHNEIDER | CBOG | 2016 | Pondok Gede
TP122 | CI-2018-W42-5-0022 | SCHNEIDER SM6 | PGC | 2018 | Cempaka Putih
CK69 | W20-3-0056 | SCHNEIDER | LBS |  | Marunda
CK64A | S/N 17111272 | EGA | LBS |  | Marunda
CK59 | W32-4-0047 | SCHNEIDER | LBS |  | Marunda
CK59 | S/N 17111221 | EGA | LBS |  | Marunda
RM91 | C1-2018-W40-3-0015 | SM 6 | LBS | 2018 | Cempaka Putih
RM91 | C1-2018-W42-1-0047 | SM 6 | PGC | 2018 | Cempaka Putih
DK72 | CI-2018-32-3-0057 | SCHINEIDER | LBS MAN | 2018 | Cengkareng
TA128 | CI-2019-W29-1-0003 | SCHINEIDER | LBS | 2019 | Cengkareng
CKG186 | 0068.18.212 | EGA | LBS MANUAL | 2018 | Cengkareng
JS121 | 20012046890005 | ABB SAFEPLUS | LBS | 2001 | Pondok Gede
JS121 | 20012047690008 | ABB SAFEPLUS | LBS | 2001 | Pondok Gede
JS121 | 20012046290001 | ABB SAFEPLUS | PT | 2001 | Pondok Gede
JS121 | 20012049710001 | ABB SAFEPLUS | PGDB | 2001 | Pondok Gede
PDB2 | 0418.18.212 | EGA | LBS MANUAL | 2018 | Cengkareng
E208B | 1151.17.213 | EGA | LBS | 2017 | Pondok Gede
PDB2 | 0369.18.212 | EGA | LBS MANUAL | 2018 | Cengkareng
E208B | 0015.15.214 | EGA | PB | 2015 | Pondok Gede
JS141P | - | MERLIN GERIN | LBS | - | Pondok Gede
JS141P | - | MERLIN GERIN | LBS | - | Pondok Gede
JS26 | 13.022 | ABB UNIS | LBS | 2013 | Pondok Gede
JS26 | 30158/160/13/01/E6 | GAE | LBS | 2013 | Pondok Gede
E225 | 3764.12.213 | EGA | ACO | 2017 | Pondok Gede
E225 | 3700.17.213 | EGA | LBS | 2017 | Pondok Gede
E225 | 3788.17.213 | EGA | LBS | 2017 | Pondok Gede
JS26 | 1043.13.BF | EGA | PB | 2013 | Pondok Gede
E225 | 0438.18.214 | EGA | PB | 2018 | Pondok Gede
JS9 | 22546/032/10/01/E6 | GAE | LBS | 2010 | Pondok Gede
E230 | 0184.18.212 | EGA | LBS | 2018 | Pondok Gede
JS9 | 22299/032/10/01/E6 | GAE | LBS | 2010 | Pondok Gede
E230 | 1405.17.213 | EGA | LBS | 2017 | Pondok Gede
E230 | 0187.18.214 | EGA | PB | 2018 | Pondok Gede
JS9 | 22518/032/10/02/E6 | GAE | PB | 2010 | Pondok Gede
JS9 | 24697/104/11/02/E6 | GAE | PB | 2011 | Pondok Gede
GD71B | - | SCHNEIDER SM6 | LBS | - | Pondok Gede
JR230 | 0394.18.212 | EGA | LBS | 2018 | Pondok Gede
JR230 | 0360.18.212 | EGA | LBS | 2018 | Pondok Gede
KN236 | 0703.16-212 | EGA | PMT | 2017 | Menteng
KN236 | 0894.16-216 | EGA | CBOM | 2017 | Menteng
CB132 | CI.2016.W35.1.0049 | SCHNEIDER SM6 | PB |  | Ciracas
CB132 | 0891.16.213 | EGA | LBS |  | Ciracas
E420 | 37217212 | EGA | LBS (MOTORIZE) | 2016 | Kramat Jati
E420 | E420_184016213ACC | EGA | LBS | 2016 | Kramat Jati
BK217 | - | EGA | PB |  | Marunda
BK217 | - | EGA | LBS |  | Marunda
BK217 | - | EGA | LBS |  | Marunda
BK218 | - | EGA | PB |  | Marunda
BK61 | - | EGA | PB TRAFO |  | Marunda
BK220 | - | EGA | PB |  | Marunda
RM88 | 0989-17-212 2017 | EGA | PMT | 2017 | Cempaka Putih
RM88 | 0100320 - 2017 | SM6 | PB TRAFO | 2017 | Cempaka Putih
KB310N | KB310N | EGA | LBS |  | Bintaro
BT159 | BT159 | MG (SM6) | LBS |  | Bintaro
BT261 | BT261 | EGA | LBS |  | Bintaro
BT159 | BT159 | MG (SM6) | PB |  | Bintaro
BT335 | BT335 | SCHNEIDER | LBS |  | Bintaro
BT286 | BT286 | GAE | LBS |  | Bintaro
BT286 | BT286 | GAE | PB |  | Bintaro
TD304 | TD304 | SIEMENS | LBS |  | Bintaro
BT326 | BT326 | SCHNEIDER | LBS |  | Bintaro
TD304 | TD304 | SIEMENS | PT |  | Bintaro
KL111 | KL111 | SIEMENS | LBS |  | Bintaro
KL71 | KL71 | F & G | PB |  | Bintaro
KL83 | KL83 | MG | LBS |  | Bintaro
BT157 | BT157 | SCHNEIDER | LBS |  | Bintaro
CD6 | CD6 | FLUKIT M | PB |  | Bintaro
BT157 | BT157 | SCHNEIDER | LBS |  | Bintaro
TD385 | TD385 | C PLASMA | PB |  | Bintaro
CD43 | CD43 | MG | PB |  | Bintaro
CD43 | CD43 | MG | LBS |  | Bintaro
CD43 | CD43 | MG | PB |  | Bintaro
KL64 | KL64 | SCHNEIDER | PB |  | Bintaro
BT50 | BT50 | EGA | LBS |  | Bintaro
BT125 | BT125 | M G RM6 | LBS |  | Bintaro
BT301 | BT301 | F & G | CBOG |  | Bintaro
CD188 | CD188 | ABB | LBS |  | Bintaro
CD188 | CD188 | ABB | LBS |  | Bintaro
CD205 | CD205 | FLOUKIT M | LBS |  | Bintaro
KJ180 | KJ180-LBS2 | EGA | LBS MOTORIZED |  | Kebon Jeruk
KJ180 | KJ180-PB2 | MG | PB TRAFO |  | Kebon Jeruk
CD11A | CD11A | SCHNEIDER | LBS |  | Bintaro
CD56 | CD56 | KIT 27.2 | PB |  | Bintaro
CD56 | CD56 | KIT.25 | PB |  | Bintaro
CD56A | CD56A | SCHNEIDER | LBS |  | Bintaro
CD56A | CD56A | EGA | LBS |  | Bintaro
CD91 | CD91 | SIEMENS | LBS |  | Bintaro
CD11A | CD11A | EGA | LBS |  | Bintaro
CD274 | CD274 | ABB | LBS |  | Bintaro
CD142 | CD142 | F & G | PB |  | Bintaro
CD228 | CD228 | MG | LBS |  | Bintaro
CD228 | CD228 | MG | PB |  | Bintaro
CD39 | CD39 | KIT 25 | PB |  | Bintaro
CD275 | CD275 | ORMAZABAL | LBS |  | Bintaro
CD33 | CD33 | EGA | PB |  | Bintaro
CD41C | CD41C | GAE | PB |  | Bintaro
CD276 | CD276 | FLOUKIT M | LBS |  | Bintaro
KB132 | KB132 | GAE | LBS |  | Bintaro
CD303 | CD303 | GAE | LBS |  | Bintaro
KL113 | KL113 | SIEMENS | LBS |  | Bintaro
KL113 | KL113 | SIEMENS | PB |  | Bintaro
BT330 | BT330 | SCHNEIDER | LBS |  | Bintaro
CN126 | SERI:1720.10.213 | EGA | LBS |  | Ciputat
CN122 | 1752.16-213 | EGA | LBS | 2016 | Ciputat
CP151 | 173217213 | EGA | LBS MOTORIZE | 2017 | Ciputat
CP379 | 15511.17.213 | EGA | LBS MOTORIZE | 2017 | Ciputat
TD91B | 162417213 | EGA | LBS MOTORIZE | 2017 | Ciputat
JS245 | 1431.17.213 | EGA | LBS MOTORIZE | 2017 | Pondok Gede
SD238 | 0318.15.214 | EGA | LBS MOTORIZE | 2015 | Tanjung Priok
SD238 | 0463.15.212 | EGA | PB TRAFO | 2015 | Tanjung Priok
SD85 | - | EGA | LBS |  | Tanjung Priok
PS18 | PS 18 - PMT - GH 43 | SCHNEIDER SM6 | PMT |  | Cempaka Putih
BC225 | 0818-16-213 | EGA | LBS | 2016 | Cengkareng
KDR311 | C1-2017-W4-3-0011 | SCHNEIDER | LBS | 2017 | Cengkareng
PK74 | 0368.16.212 | EGA | LBS | 2016 | Marunda
PK74 | 0147.15.214 | EGA | PB 1 | 2016 | Marunda
CL10 | W34-5-0056 | SCHNEIDER | PB 2 | 2016 | Marunda
CK226 | W17.3.0028 | SCHNEIDER SM6 | LBS | 2016 | Marunda
PK95 | W15.3.0015 | SCHNEIDER SM6 | PB 3 | 2016 | Marunda
GD57 | T.73005052683.0342 | SIEMENS | PB | 2017 | Ciracas
KJ399 | KJ399 - 1376.17.212 | EGA | LBS MANUAL | 2017 | Kebon Jeruk
KJ399 | KJ399 - CI-2017-W44-4-005 | SCHNEIDER | LBS | 2017 | Kebon Jeruk
MK243N | W17.2.0008 | SCHNEIDER | LBS |  | Bandengan
K79 | T73005442541-0026 | SIEMENS | LBS MOTORIZE | 2017 | Jatinegara
K11B | T73005442541-0048 | SIEMENS | PB TRAFO | 2017 | Jatinegara
E102M | 171917213 | EGA | LBS | 2017 | Pondok Gede
E102M | 175217213 | EGA | LBS | 2017 | Pondok Gede
JS71 | 15112BL | EGA | LBS | 2012 | Pondok Gede
GH0213 | GH 213-13 | SCHNEIDER SM6 | LBS MOTORIZE | 2017 | Bandengan
GH0213 | GH 213-14 | SCHNEIDER SM6 | LBS MOTORIZE | 2017 | Bandengan
GH0040 | GH 40-02 | SCHNEIDER SM6 | LBS MOTORIZE | 2017 | Bandengan
GH0040 | GH 40-03 | SCHNEIDER SM6 | LBS MOTORIZE | 2017 | Bandengan
GH0040 | GH 40-04 | SCHNEIDER SM6 | LBS MOTORIZE | 2017 | Bandengan
GH0040 | GH 40-05 | SCHNEIDER SM6 | LBS MOTORIZE | 2017 | Bandengan
GH0040 | GH 40-06 | SCHNEIDER SM6 | LBS MOTORIZE | 2017 | Bandengan
GH0040 | GH 40-09 | SCHNEIDER SM6 | LBS MOTORIZE | 2017 | Bandengan
GH0040 | GH 40-10 | SCHNEIDER SM6 | LBS MOTORIZE | 2017 | Bandengan
GH0040 | GH 40-11 | SCHNEIDER SM6 | LBS MOTORIZE | 2017 | Bandengan
GH0040 | GH 40-12 | SCHNEIDER SM6 | LBS MOTORIZE | 2017 | Bandengan
GH0040 | GH 40-14 | SCHNEIDER SM6 | LBS MOTORIZE | 2017 | Bandengan
GH0040 | GH 40-15 | FLOUKIT-M | LBS MANUAL | 1996 | Bandengan
GH0040 | GH 40-16 | FLOUKIT-M | LBS MANUAL | 1996 | Bandengan
CKG180 | 0299.17.214 | EGA | PB | 2017 | Cengkareng
KJ303 | KJ303-LBS2 | GAE | LBS MANUAL |  | Kebon Jeruk
KJ116 | KJ116-PB1 | FLOUKIT M | PB TRAFO |  | Kebon Jeruk
SP134 | CI-2016-W53-2-0033 | SCHNEIDER | PB | 2016 | Kebon Jeruk
KJ313 | KJ313-CBOM | GAE | PGC |  | Kebon Jeruk
KL38A | KL38A-KL85 | SCHNEIDER | LBS | 2016 | Kebon Jeruk
B238 | B 238 - PB2 | MG SM6 | PB 2 |  | Bandengan
JR219 | 1427.17.212 | EGA | LBS | 2017 | Pondok Gede
JR219 | 1088.17.214 | EGA | PB | 2017 | Pondok Gede
MB103 | MB103-260417213 | EGA | LBS | 2017 | Bandengan
MB103 | MB103-139417212 | EGA | LBS | 2017 | Bandengan
MB103 | MB103-166717234 | EGA | CBOG | 2017 | Bandengan
KJ320 | KJ320-LBS1 | ABB | LBS MOTORIZED |  | Kebon Jeruk
KJ321 | KJ321-LBS1 | SCHNEIDER | LBS MOTORIZED |  | Kebon Jeruk
KJ321 | KJ321-CBOM | SCHNEIDER | PGC |  | Kebon Jeruk
AB114 | AB 114-01 | SCHNEIDER SM6 | LBS MOTORIZE | 2017 | Bandengan
AB114 | AB 114-02 | SCHNEIDER SM6 | LBS MOTORIZE | 2017 | Bandengan
AB114 | AB 114-03 | SCHNEIDER SM6 | LBS MOTORIZE | 2017 | Bandengan
AB114 | AB 114-08 | SCHNEIDER SM6 | LBS MOTORIZE | 2017 | Bandengan
AB114 | B 114-09 | SCHNEIDER SM6 | LBS MOTORIZE | 2017 | Bandengan
A99 | A 99-02 | SCHNEIDER SM6 | LBS MOTORIZE | 2017 | Bandengan
MB40 | MB 40-03 | EGA | PB | 2017 | Bandengan
CK92 | 0118.17.214 | EGA | PB TRAFO | 2017 | Marunda
KPK49G | CL-2016-W13-3-0014 | SCHNEIDER | PB |  | Bandengan
E423 | E423-1 | EGA | LBS | 2017 | Kramat Jati
E423 | E423-2 | EGA | LBS | 2017 | Kramat Jati
RM86 | C1-2016-W16-1-0005 | SCHNEIDER | LBS | 2016 | Cempaka Putih
GD181 | SM.1118003 CI | SCHNEIDER SM6 | LBS |  | Ciracas
TB11 | CI-2017-W04-4-0003 | SCHNEIDER | LBS | 2017 | Jatinegara
B78L | B 78L-03 | EGA | LBS 3 | 2017 | Bandengan
BK238 | 0133.17.213 | EGA | LBS | 2017 | Marunda
KP17 | 0162.17.212 | EGA | LBS | 2017 | Marunda
CP46A | T.730050526830390 | SIEMENS | PB |  | Ciputat
E62B | CI.2017.W03.5.0034 | SCHNEIDER SM6 | LBS |  | Ciracas
E62B | CI.2017.W31.4.0015 | SCHNEIDER SM6 | PB |  | Ciracas
TP7 | TP 7 - SM6 - PB | ABB UNISWITCH | PB 2 |  | Cempaka Putih
PS69 | PS69 - PT - | SIEMENS | PB |  | Cempaka Putih
TD220 | 0922.17.212 | EGA | LBS | 2017 | Ciputat
CD198 | CD198 | GAE | PB |  | Bintaro
KL72 | KL72 | ABB | PB |  | Bintaro
BT380 | BT380 | EGA | LBS |  | Bintaro
BT380 | BT380 | EGA | PB |  | Bintaro
CD276 | CD276 | FLOUKIT M | LBS |  | Bintaro
CD331 | CD331 | ABB | LBS |  | Bintaro
CD331 | CD331 | ABB | PB |  | Bintaro
CD322 | CD322 | EGA | LBS |  | Bintaro
CD304 | CD304 | GAE | LBS |  | Bintaro
KL19A | KL19A | MG | LBS |  | Bintaro
DK45 | DK45-LBS1 | SCHNEIDER | LBS MANUAL |  | Kebon Jeruk
GH0164 | 9809 | FLUOKIT - M | LBS MOTORIZE | 1995 | Jatinegara
GH0164 | 9291 | FLUOKIT - M | LBS MOTORIZE | 1995 | Jatinegara
KB310N | KB310N | EGA | LBS |  | Bintaro
KJ123 | KJ123-LBS1 | MG SM6 | LBS MANUAL |  | Kebon Jeruk
KJ123 | KJ123-LBS2 | MG SM6 | LBS MANUAL |  | Kebon Jeruk
KJ123 | KJ123-PBTRAFO | MG SM6 | PB TRAFO |  | Kebon Jeruk
PIK41 | PIK41-0260-17-212 | EGA | LBS | 2017 | Bandengan
TP119 | 1028-17-212 2017 | EGA | PMT | 2017 | Cempaka Putih
CB4 | 0889.17.214 | EGA | PB |  | Ciracas
TB77 | TB77_2294.17.213 | EGA | LBS MOTORIZED | 2017 | Jatinegara
CK144 | 1191.17.214 | EGA | PB TRAFO | 2017 | Marunda
KPK20 | KPK 20-01 | SCHNEIDER SM-6 | CBO RC | 2017 | Bandengan
KJ189 | KJ189-0168.17.216 | EGA | CBOM | 2017 | Kebon Jeruk
D375P | 871-17-212 | EGA-841 | PMT | 2017 | Menteng
E430 | PB TRAFO 1094.17.214 | EGA | PB TRAFO | 2018 | Kramat Jati
MK188 | 1606513 | EGA | LBS | 2017 | Bandengan
KG139N | 18041812 | EGA | PGC |  | Marunda
JW37 | 23531/102/11/01/E6 | GAE | LBS | 2011 | Pondok Gede
AB290 | AB290_KOPEL 3-1 | SCHNEIDER SM6 | LBS |  | Bandengan
PD31 | T73005065334-0158 | SIEMENS | PB | 2017 | Pondok Gede
JR190 | CI-2015-W42-7-0005 | SCHNEIDER | LBS | 2015 | Pondok Gede
JS71 | 7912BF | EGA | PB | 2012 | Pondok Gede
JS70 | CI-2015-W22-1-0040 | SCHNEIDER | PB | 2015 | Pondok Gede
JS150P | 22179/032/10/01/E6 | GAE | LBS | 2010 | Pondok Gede
JS192 | 500411660/4001-09 | ABB SAFEPLUS | LBS | 2011 | Pondok Gede
JS192 | 500411660/4001-01 | ABB SAFEPLUS | LBS | 2011 | Pondok Gede
JS132P | 20042151280013 | ABB SAFEPLUS | LBS | 2004 | Pondok Gede
JS132P | 20042151280013 | ABB SAFEPLUS | PB | 2004 | Pondok Gede
JS148P | 20042151280012 | ABB SafeRing | LBS | 2004 | Pondok Gede
JS148P | 20042151280012 | ABB SafeRing | PB | 2004 | Pondok Gede
JR177 | 269917213 | EGA | LBS |  | Pondok Gede
JR44 | 0041.16.212 | EGA | LBS |  | Pondok Gede
JR44 | 0013.16.213 (MOT) | EGA | LBS |  | Pondok Gede
PRH | 12.1164 | ABB UNISWITCH | LBS |  | Pondok Gede
E43 | E43-033218210 | EGA | PB | 2018 | Kramat Jati
E43 | E43-W2010002 | SCHNEIDER | LBS (MOTORIZE) | 2018 | Kramat Jati
E43 | E43-W2910055 | SCHNEIDER | LBS (MOTORIZE) | 2018 | Kramat Jati
E43 | E43-025118234 | EGA | CBOG | 2018 | Kramat Jati
JS238 | CI-2016-W35-2-0033 | SCHNEIDER | LBS | 2016 | Pondok Gede
JS231 | 36315212 | EGA | LBS | 2015 | Pondok Gede
JS204 | 12.1512 | ABB UNISWITCH | LBS | 2012 | Pondok Gede
GD430 | C1-2018-W21-6-0036 | SCHNEIDER SM6 | LBS MOTORIZE | 2018 | Ciracas
GD430 | 2401.17.213 | EGA | LBS MOTORIZE | 2017 | Ciracas
JS34 | CV06.51451022 | SIEMENS | LBS |  | Pondok Gede
JS211 | 66717214 | EGA | PB | 2017 | Pondok Gede
GD340 | CI.2017.W37.4.0043 | SCHNEIDER SM6 | LBS |  | Ciracas
GD423 | 1658.17.213 | EGA | LBS | 2017 | Ciracas
GD423 | 1643.17.234 | EGA | LBS | 2017 | Ciracas
JS247 | T73005555599.0109 | SIEMENS | LBS | 2018 | Pondok Gede
JS198 | 500411660/9021.08 | ABB SAFEPLUS | PB | 2011 | Pondok Gede
K66H | K66H_CI-2018-W20-4-0047 | SCHNEIDER | CBOG | 2018 | Jatinegara
GH0059 | 0555.15.213 | EGA | LBS MOT | 2015 | Cengkareng
GH0188 | - | MERLIN GERIN | LBS |  | Ciputat
GH0421 | 1205243 | EGA | LBS |  | Ciputat
GH0421 | 1209065 | EGA | LBS |  | Ciputat
JS70 | CI-2015-W19-5-0034 | SCHNEIDER | LBS | 2015 | Pondok Gede
DT28 | 0313.18.214 | EGA | PB TRAFO | 2018 | Jatinegara
BTC37 | 0374-18-212 | EGA | LBS | 2018 | Cengkareng
PK201 | W26-4-0014 | SCHNEIDER | LBS | 2016 | Marunda
JR206 | 0894.16.212 | EGA | LBS | 2017 | Pondok Gede
JR206 | 1687.16.213 | EGA | LBS MOTORIZE | 2017 | Pondok Gede
JR206 | 0006.16.214 | EGA | PB | 2017 | Pondok Gede
JR207 | 0106.17.212 | EGA | LBS | 2017 | Pondok Gede
PK100 | 0665.16.212 | EGA | LBS | 2016 | Marunda
PK100 | 0245.16.212 | EGA | LBS | 2016 | Marunda
PK100 | 0105.17.214 | EGA | PB 1 | 2016 | Marunda
CK226 | W23.1.0023 | SCHNEIDER SM6 | LBS | 2016 | Marunda
PK201 | W33.5.0030 | SCHNEIDER SM6 | PGC | 2016 | Marunda
E424 | E424_023817218 | EGA | PBTRAFO | 2017 | Kramat Jati
PM213 | PM213 | SCHENEIDER | PB-2 |  | Lenteng Agung
KJ392 | 1526.16.213 | EGA | LBS MOTORIZED | 2016 | Kebon Jeruk
BT363 | 0337.17.214 | EGA | PB | 2017 | Bintaro
BT384 | 0431.17.212 | EGA | LBS | 2017 | Bintaro
PGS1 | 0286.16.214 | EGA | PB 1 | 2016 | Marunda
PK256 | 031.16.212 | EGA | LBS | 2016 | Marunda
KG36 | 0547.16.214 | EGA | PB | 2016 | Marunda
P99 | 371-7.214 | EGA | PB | 2017 | Menteng
DT24 | 0279.17.213 | EGA | LBS MOTORIZE | 2017 | Jatinegara
DT24 | 0321.17.216 | EGA | CBOM | 2017 | Jatinegara
BK234 | 0430.17.212 | EGA | PB TRAFO | 2017 | Marunda
PDR10 | T-73005065334-016 | SIEMENS | PB | 2017 | Pondok Gede
MD40 | - | EGA | LBS |  | Marunda
CK108 | - | EGA | LBS |  | Marunda
MD40 | - | EGA | PB TRAFO |  | Marunda
BDS16 | BDS 16-02 | EGA | LBS |  | Bandengan
GNS23P | GNS23G_3 | EGA | LBS |  | Bandengan
PK177 | 0248.17.212 | EGA | LBS | 2017 | Marunda
CB71 | T73005052683-0290 | SIEMENS | LBS | 2017 | Ciracas
CB71 | T73005052683-0126 | SIEMENS | PB | 2017 | Ciracas
GD256P | T.73005052683.0128 | SIEMENS | LBS |  | Ciracas
GD256P | T.73005052683.0069 | SIEMENS | PB |  | Ciracas
CP524 | 27417214 | EGA | PB TRAFO | 2016 | Ciputat
KM110 | 173005052683-0133 | SIEMENS | LBS | 2017 | Jatinegara
KP52 | 2154.17.213 | EGA | LBS | 2017 | Marunda
BC243 | 0949.17.214 | EGA | PB | 2017 | Cengkareng
CP45 | 0862.17.216 | EGA | LBS | 2017 | Ciputat
CP45 | 0891.17.214 | EGA | PB | 2017 | Ciputat
CP135 | 1093.17.234 | EGA | LBS CBO | 2017 | Ciputat
CP478 | 925.17.212 | EGA | LBS | 2017 | Ciputat
CN22 | 0406.17.216 | EGA | LBS CBO | 2017 | Ciputat
CN64 | 1157.17.216 | EGA | LBS | 2017 | Ciputat
KG397 | - | EGA | LBS | 2017 | Marunda
CK20G | 1422 | EGA | LBS | 2017 | Marunda
CK20G | 583 | EGA | LBS | 2017 | Marunda
CK20G | W40.2.0026 | SCHNEIDER | PB | 2017 | Marunda
CK9 | - | EGA | LBS |  | Marunda
CKG173P | T7300502314 - 0039 | SIEMENS | LBS | 2017 | Cengkareng
CKG173P | T73005052683 - 0078 | SIEMENS | PB1 | 2017 | Cengkareng
BK12A | - | SCHNEIDER SM6 | PB TRAFO | - | Marunda
BK12A | - | EGA | CBOM |  | Marunda
KM108 | 0267-17-213 | EGA | LBS | 2017 | Jatinegara
JS161P | 24596/104/11/02/E6 | GAE | PB | 2011 | Pondok Gede
MN12 | 1415.17.212 | EGA | LBS | 2017 | Pondok Gede
MN12 | CI-2017 | SCHNEIDER | LBS | 2017 | Pondok Gede
GH0164 | 13023 | FLUOKIT M+ | LBS MOTORIZE | 2010 | Jatinegara
PM18 | PM18_12.1085 | ABB UNISWITCH | LBS | 2012 | Jatinegara
KM3 | 4183 | FLUOKIT M+ | PB | 2010 | Jatinegara
KCP10 | 1054-17-212 2017 | EGA | PMT | 2017 | Cempaka Putih
PS191 | 1048-17-212 2017 | EGA | PMT | 2017 | Cempaka Putih
KJ12 | KJ12-LBS1 | SCHNEIDER | LBS MANUAL |  | Kebon Jeruk
KJ127 | KJ127-LBS2 | EGA | PB |  | Kebon Jeruk
E428 | E428-005617213 | EGA | LBS (MOTORIZE) | 2017 | Kramat Jati
E428 | E428-056317214 | EGA | PB TRAFO | 2017 | Kramat Jati
PIK41 | LBS-PIK41 | SCHNEIDER | LBS | 2017 | Bandengan
TP119 | 0951-17-214 2017 | EGA | PB TRAFO | 2017 | Cempaka Putih
PS183 | PS 183 - EGA - PB | SCHNEIDER SM6 | PGC |  | Cempaka Putih
KJ145 | KJ145-LBS1 | MG | PB |  | Kebon Jeruk
KJ145 | KJ145-LBS2 | SCHNEIDER | PB |  | Kebon Jeruk
KJ145 | KJ145-LBS PGDB | FLOUKIT M | PGDB |  | Kebon Jeruk
B272 | B 272-02 | ABB BC 5 | LBS MANUAL |  | Bandengan
KJ147 | KJ147-LBS1 | FLOUKIT M | LBS MANUAL |  | Kebon Jeruk
SP99 | 12010 | ORMAZABAL | LBS | 2010 | Kebon Jeruk
CP523 | 08186.17.213 | EGA | LBS | 2017 | Ciputat
CP523 | 0253.17.212 | EGA | LBS | 2017 | Ciputat
CP523 | 0268.17.214 | EGA | PB | 2017 | Ciputat
KJ151 | KJ151-LBS CBOM | SCHNEIDER | PGC |  | Kebon Jeruk
E426 | E189 - CI-2017-W04-4-0032 | SCHNEIDER | LBS | 2017 | Kramat Jati
CD41 | CD41 | OMARZABAL | PB |  | Bintaro
KL118 | 12.997/2012 | ABB | PB 2 | 2012 | Bintaro
BT94 | BT94 | MG | CBOG |  | Bintaro
KL192 | KL192 | SM 6 | LBS |  | Bintaro
CD92 | CD92 | C .PLSMA | PB |  | Bintaro
KL197 | KL197 | GAE | LBS |  | Bintaro
BT321 | BT321 | SCHNEIDER | PB |  | Bintaro
KL197 | KL197 | GAE | PB |  | Bintaro
BT337 | BT337 | EGA | LBS |  | Bintaro
CD149 | CD149 | F & G | PB |  | Bintaro
CD197 | CD197 | ABB | PB |  | Bintaro
KL28N | KL28N | F & G | LBS |  | Bintaro
CD203 | CD203 | FLOUKIT.M | LBS |  | Bintaro
BT53 | BT53 | SCHNEIDER | PB |  | Bintaro
CD327 | CD327 | ABB | LBS |  | Bintaro
CD379 | CD379 | SCHNEIDER | PB |  | Bintaro
CD50 | CD50 | SIEMENS | LBS |  | Bintaro
CD50 | 1122.17.214 | EGA | PB | 2017 | Bintaro
KL76 | KL76 | SCHNEIDER | LBS |  | Bintaro
KL112 | KL112 | MG KUNING | LBS |  | Bintaro
CD4 | CD4 | FLUKIT M | LBS |  | Bintaro
KL116 | KL116 | GAE | LBS |  | Bintaro
CD1 | CD1 | FLUKIT M | PT |  | Bintaro
CD56 | CD56 | KIT.25 | LBS |  | Bintaro
CD56A | CD56A | KIT 27.2 | PB |  | Bintaro
CD91 | CD91 | SIEMENS | PB |  | Bintaro
CD11A | CD11A | SCHNEIDER | PB |  | Bintaro
CD312 | CD312 | SCHNEIDER SM 6 | CBOG |  | Bintaro
CD228 | CD228 | MG | LBS |  | Bintaro
CD349 | CD349 | EGA | LBS |  | Bintaro
CD349 | CD349 | EGA | PB |  | Bintaro
CD69 | CD69 | MG | LBS |  | Bintaro
CD169 | CD169 | FLOUKIT M | LBS |  | Bintaro
CD42P | CD42P | ABB (RMU) | LBS |  | Bintaro
CD42P | CD42P | ABB (RMU) | PB |  | Bintaro
BT90 | BT90 | FLUKIT M | B1 |  | Bintaro
MK243N | W05.4.0018 | SCHNEIDER | LBS |  | Bandengan
CD407 | 1600.17.214 | EGA | PB | 2017 | Bintaro
DT80 | DT80 | SCHNEIDER | LBS-4 |  | Lenteng Agung
GH0055 | 1384.16.213 | EGA | LBS | 2016 | Pondok Gede
KJ400 | 1597.17.212_KJ400 | EGA | LBS | 2017 | Kebon Jeruk
KJ400 | 1560.17.212_KJ400 | EGA | LBS | 2017 | Kebon Jeruk
KJ400 | 1511.17.214_KJ400 | EGA | TP | 2017 | Kebon Jeruk
KDR119 | 2360008 | SCHINEIDER | PGC | 2013 | Cengkareng
GH0139 | 2549.17.213 | EGA | LBS MOTORIZED | 2017 | Pondok Gede
CL39 | W29-4-0033 | SCHNEIDER | LBS |  | Marunda
E37 | E37-033018212 | EGA | LBS | 2018 | Kramat Jati
E37 | E37-032518212 | EGA | LBS | 2018 | Kramat Jati
E37 | E37-037218214 | EGA | PB | 2018 | Kramat Jati
E37 | E37-037218234 | EGA | CBOG (PMIN) | 2018 | Kramat Jati
GD416 | T.73005052683.1107 | SIEMENS | LBS |  | Ciracas
CL35 | 17.214 | EGA | PB | 2017 | Marunda
CL36 | 1745.17.213 | EGA | LBS | 2017 | Marunda
PM198 | PM198 | GAE | PB-2 |  | Lenteng Agung
KDR284 | 1196-17-214 | EGA | PB | 2017 | Cengkareng
SP276 | 121212 | GAE | CBOM | 2011 | Kebon Jeruk
CP145 | 1810.17.213 | EGA | LBS MOTORIZE | 2017 | Ciputat
TD263 | 0438.17.210 | EGA | LBS MOTORIZE | 2017 | Ciputat
CP38 | 1629.7.213 | EGA | LBS MOTORIZE | 2017 | Ciputat
E75 | CI.2018.W20.5.0037 | SCHNEIDER SM6 | LBS | 2018 | Ciracas
SP170 | SP170-PB | SCHNEIDER | LBS |  | Kebon Jeruk
SP16E | SP16E-SP11N | EGA | PB |  | Kebon Jeruk
SP16E | SP16E-SP16B | EGA | PB |  | Kebon Jeruk
TP120 | CI-2017-W45-2-0020 | SCHNEIDER SM6 | PMT | 2017 | Cempaka Putih
TP120 | CI-2017-W14-3-0008 | SCHNEIDER SM6 | PMT | 2017 | Cempaka Putih
TP120 | 1398.17.212 | EGA | PMT | 2017 | Cempaka Putih
TP120 | CI-2017-W44-5-0005 | SCHNEIDER SM6 | PMT | 2017 | Cempaka Putih
SP167 | SP167-SP58T | FLOUKIT M | PGC |  | Kebon Jeruk
CPT1 | C1-2017-W38-4-0011 | SCHNEIDER | LBS MOTORIZE | 2017 | Ciputat
CPT1 | C1-2017-W45-2-0021 | SCHNEIDER | CBOM | 2017 | Ciputat
KP53 | - | EGA | LBS |  | Marunda
KP53 | - | EGA | LBS |  | Marunda
GD405 | CI.2015.W26.3.0042 | SCHNEIDER SM6 | LBS |  | Ciracas
PGS2 | W33.5.0043 | SCHNEIDER SM6 | LBS | 2016 | Marunda
PGS1 | 1350.16.213 | EGA | LBS | 2016 | Marunda
KM24 | 0427.17.212 | EGA | LBS | 2017 | Jatinegara
DB45 | 40616216 | EGA | PGDB |  | Bandengan
GD57B | CI.2017.W32.2.0025 | SCHNEIDER SM6 | CBOG |  | Ciracas
GD168 | CI.2013.W45.4-0008 | SCHNEIDER SM6 | LBS |  | Ciracas
GD168 | CI.2013.W46.1-0021 | SCHNEIDER SM6 | LBS |  | Ciracas
GD168 | CI.2016.W18.3-0029 | SCHNEIDER SM6 | PB |  | Ciracas
PL233 | 0299.16.212 | EGA | LBS | 2016 | Pondok Kopi
T414 | 0919-16-212 | EGA | PMT | 2017 | Menteng
GD197 | CI.2017.W31.4.0052 | SCHNEIDER SM6 | LBS | 2017 | Ciracas
GD6 | CI.2019.W19.2.0078 | SCHNEIDER SM6 | LBS |  | Ciracas
GD6 | S.9502230 | SCHNEIDER SM6 | PB |  | Ciracas
CGR49 | 0955.17.212 | EGA | LBS-2 |  | Lenteng Agung
MK415 | MK 415-01 | SCHNEIDER SM-6 | LBS MOTORIZED | 2017 | Bandengan
TP88 | TP 88 - ARAH TP 87 | MERLIN GERLIN SM6 | PMT |  | Cempaka Putih
TP88 | TP 88 - PB1 | MERLIN GERLIN SM6 | PMT |  | Cempaka Putih
MK380 | 01-3217216 | EGA | PGDB |  | Bandengan
K302 | K302 | EGA | PGC | 2018 | Menteng
JR212 | T-73005065334-0037 | SIEMENS | PB | 2017 | Pondok Gede
JR213 | T-73005052683-0282 | SIEMENS | LBS | 2017 | Pondok Gede
JR214 | T73005052683-0381 | SIEMENS | PB | 2017 | Pondok Gede
BT378 | 0383-17-212 | EGA | LBS | 2017 | Bintaro
CN64 | 0412.17.216 | EGA | LBS CBO | 2017 | Ciputat
TD53 | 0491.17.216 | EGA | LBS CBO | 2017 | Ciputat
TD344 | 0409.17.210.2017 | EGA | LBS CBO | 2017 | Ciputat
CP99 | 0396.17.216 | EGA | LBS | 2017 | Ciputat
BT100 | BT100 | SCHNEIDER | PDGB |  | Bintaro
CD87 | CD87 | EGA | LBS |  | Bintaro
KL59B | KL59B | MG KUNING | LBS |  | Bintaro
BT319 | BT319 | EGA | LBS |  | Bintaro
CD333 | CD333 | ABB | PB |  | Bintaro
BT94 | BT94 | SCHNEIDER | METERING |  | Bintaro
CP242 | CP242 | MG | LBS |  | Bintaro
CD391 | CD391 | EGA | LBS |  | Bintaro
BT235 | BT235 | UNINDO | PB |  | Bintaro
BT330 | BT330 | SCHNEIDER | PB |  | Bintaro
CD46 | CD46 | MG | LBS |  | Bintaro
RG204 | RG 204 | SCHNEIDER | LBS-2 |  | Lenteng Agung
PIK31 | W42.2.0014 | SCHNEIDER | PT |  | Bandengan
TD156 | 1706.17.212 | EGA | LBS MOTORIZE | 2017 | Ciputat
TD156 | 1689.17.213 | EGA | LBS | 2017 | Ciputat
JS50 | CV06.5080/021 | SIEMENS | LBS | 1991 | Pondok Gede
JS50 | CV06.5080/021 | SIEMENS | PB | 1991 | Pondok Gede
GD81 | CI.2018.W17.4.0032 | SCHNEIDER SM6 | LBS | 2018 | Ciracas
JW11 | CI-2016-W20-4-0038 | SCHNEIDER | LBS | 2016 | Pondok Gede
JR184 | 1090.17.212 | EGA | LBS | 2017 | Pondok Gede
JS198 | 500411660/9011-22 | ABB SAFEPLUS | LBS | 2011 | Pondok Gede
JS151 | - | UNINDO FLUOKIT M | PGDB |  | Pondok Gede
GD423 | 1379.17.212 | EGA | LBS | 2017 | Ciracas
GH0059 | 0552.15.213 | EGA | LBS MOT | 2015 | Cengkareng
GH0059 | 0572.15.213 | EGA | LBS MOT | 2015 | Cengkareng
GH0059 | 0573.15.213 | EGA | LBS MOT | 2015 | Cengkareng
BDU23 | 0246.18.214 | EGA | LBS MANUAL | 2018 | Bandengan
JS206 | 0325.14.211 | EGA | PB | 2014 | Pondok Gede
GD48 | CI.2017.W06.3.0010 | SCHNEIDER SM6 | LBS | 2017 | Ciracas
A38 | A38_LBS2 | SCHNEIDER | LBS |  | Bandengan
A38 | A38_LBS3 | SCHNEIDER | LBS |  | Bandengan
BK141 | - | EGA | ACO |  | Marunda
D384 | 0480.18.214 | EGA | PB | 2018 | Menteng
KL59A | KL59A | KIT 27,2 | PB |  | Bintaro
KL45 | KL45 | SCHNEIDER | LBS |  | Bintaro
KL45 | KL45 | ABB | LBS |  | Bintaro
KL45 | KL45 | ABB | PB |  | Bintaro
KL45 | KL45 | ABB | PB |  | Bintaro
CD84 | CD84 | EGA | LBS |  | Bintaro
BT347 | BT347 | EGA | LBS |  | Bintaro
CD84 | CD84 | ABB | PB |  | Bintaro
BT347 | BT347 | EGA | PB |  | Bintaro
CD84 | CD84 | TAMCO | PB |  | Bintaro
CD41I | CD41I | FLUKIT M | LBS |  | Bintaro
CD41I | CD41I | FLUKIT M | PB |  | Bintaro
BT118 | BT118 | MG | CBOG |  | Bintaro
CD33A | CD33A | MG KUNING | PB |  | Bintaro
BT190 | BT190 | FLUKIT M | CBOG |  | Bintaro
BT191 | BT191 | FLUKIT M | CBOG |  | Bintaro
BT349 | BT349 | EGA | PB |  | Bintaro
BT233 | BT233 | SCHNEIDER | PB |  | Bintaro
CD48 | CD48 | GAE | PB |  | Bintaro
CD209 | CD209 | GAE | PB |  | Bintaro
CD53 | CD53 | GAE | PGDB |  | Bintaro
CD250 | CD250 | SCHNEIDER | LBS |  | Bintaro
BT262 | BT262 | GAE | LBS |  | Bintaro
CD112 | CD112 | FLOUKIT.M | LBS |  | Bintaro
CD112 | CD112 | SIEMENS | PB |  | Bintaro
KJ190 | KJ190-LBS2 | SCHNEIDER | LBS MANUAL |  | Kebon Jeruk
CD191 | CD191 | SCHNEIDER | PGDB/PGC |  | Bintaro
SP82B | SP82B-KJ368 | SCHNEIDER | PB | 2011 | Kebon Jeruk
KJ196 | KJ196-LBS1 | SCHNEIDER | LBS |  | Kebon Jeruk
KJ196 | KJ196-LBS PB | SCHNEIDER | LBS |  | Kebon Jeruk
SP278 | SP278-SP229 | EGA | LBS |  | Kebon Jeruk
SP278 | SP278-KONSUMEN | GAE | CBOM |  | Kebon Jeruk
SP277 | SP277-KJ392 | FLOUKIT M | LBS |  | Kebon Jeruk
SP277 | SP277-KJ352 | FLOUKIT M | LBS |  | Kebon Jeruk
SP277 | SP277-TRAFO | FLOUKIT M | PB |  | Kebon Jeruk
PIK47 | PIK47-0423-17213 | EGA | LBS | 2017 | Bandengan
PIK47 | PIK47-0977-16216 | EGA | LBS | 2017 | Bandengan
PIK47 | PIK47-0472-17213 | EGA | LBS | 2017 | Bandengan
CN126 | 0159.12.216 | EGA | CBOM |  | Ciputat
CN125 | 1716-16-212 | EGA | LBS | 2016 | Ciputat
KL27 | KL27-KJ324 | GAE | LBS |  | Kebon Jeruk
CP481 | C1-2014-W08-3-0014 | SCHNEIDER | CBOM | 2014 | Ciputat
CP203 | 1757.17.213 | EGA | LBS MOTORIZE | 2017 | Ciputat
CP294 | 1758.17.213 | EGA | LBS MOTORIZE | 2017 | Ciputat
CP380 | 151417.213 | EGA | LBS MOTORIZE | 2017 | Ciputat
KJ252 | KJ252-LBS4 | SCHNEIDER | PB |  | Kebon Jeruk
PIK45 | PIK 45-02 | EGA | LBS MANUAL | 2017 | Bandengan
PIK45 | PIK 45-03 | EGA | CBOM | 2016 | Bandengan
PS63 | PS 63 - PB | TAMCO | PMT |  | Cempaka Putih
B52BNEW | T73005065334-0138 | SIEMENS | LBS | 2017 | Bandengan
PB26 | 2988.17.213 | EGA | LBS | 2017 | Pondok Kopi
PB26 | CI-2018-W12-3-0052 | SCHNEIDER | PB | 2018 | Pondok Kopi
KD116 | W37-3-0014 | SCHNEIDER | LBS | 2017 | Pondok Kopi
KD116 | 1374.17.213 | EGA | LBS | 2017 | Pondok Kopi
KD116 | W09-3-0005 | SCHNEIDER SM6 | CBOM | 2018 | Pondok Kopi
PG74 | CI-2018-W09-3-0032 | SCHNEIDER | LBS | 2018 | Pondok Kopi
PG74 | CI-2019-W40-5-0010 | SCHNEIDER | PB | 2019 | Pondok Kopi
CRC4P | T73005442624-0036 | SIEMENS | PB |  | Ciracas
CRC4P | T73005442541-0086 | SIEMENS | LBS |  | Ciracas
CRC4P | T73005442627-0073 | SIEMENS | LBS |  | Ciracas
PB45 | 14643 | UNINDO | LBS | 2011 | Pondok Kopi
PG126 | ... | SM6 | PB |  | Pondok Kopi
PG126 | ... | SM6 | PB |  | Pondok Kopi
PG127 | ... | EGA | LBS |  | Pondok Kopi
PG127 | .... | EGA | LBS |  | Pondok Kopi
PG127 | ... | EGA | PB |  | Pondok Kopi
PG166 | ... | GAE | LBS |  | Pondok Kopi
PG166 | ... | FLOUKIT M | LBS |  | Pondok Kopi
PG184 | ... | KIT 25 | LBS |  | Pondok Kopi
PG184 | ... | FLUKIT M | PT |  | Pondok Kopi
PG184 | ... | FLUKIT M | CBOM |  | Pondok Kopi
B118 | B118_ABB LBS1 | ABB UniSwitch | LBS |  | Bandengan
B118 | B118_ABB LBS2 | ABB UniSwitch | LBS |  | Bandengan
B118 | B118_ABB PB | ABB UniSwitch | PB TRAFO |  | Bandengan
B118 | B118_GAE PGC | GAE | PGC |  | Bandengan
CSBC | CSF 63215 | AEP | LBS | 2019 | Pondok Kopi
CSBC | CSF 60056 | AEP | LBS | 2019 | Pondok Kopi
KD13 | CI-2017-W43-5-0029 | SCHNEIDER | LBS | 2017 | Pondok Kopi
KD13 | .... | EGA | PB |  | Pondok Kopi
KD16 | 0236.21.213 | EGA | LBS | 2021 | Pondok Kopi
KD16 | 0069.21.214 | EGA | PB | 2021 | Pondok Kopi
KD40 | ... | EGA | LBS |  | Pondok Kopi
KD40 | ... | EGA | LBS |  | Pondok Kopi
KD47A | 1179.17.212 | EGA | LBS | 2017 | Pondok Kopi
KD47A | W30-1-0022 | SCHNEIDER | PBTRAFO | 2017 | Pondok Kopi
RWBB | 1707473 | EGA | LBS | 2017 | Pondok Kopi
RWBB | 1607740 | EGA | PB | 2016 | Pondok Kopi
RWBC | .... | SIEMENS | LBS |  | Pondok Kopi
RWBC | ... | SIEMENS | PB |  | Pondok Kopi
PL47 | ... | DAB/FLUMATIC | LBS |  | Pondok Kopi
PL47 | ... | SM6 | LBS |  | Pondok Kopi
PL47 | ... | DAB/FLUMATIC | PB |  | Pondok Kopi
PL18 | 1706.17.213 | EGA | LBS | 2017 | Pondok Kopi
PL18 | W36-2-0018 | SCHNEIDER | PB | 2017 | Pondok Kopi
PL17 | 1001-010 | ABB | LBS | 2019 | Pondok Kopi
PL17 | 3001-014 | ABB | PB | 2019 | Pondok Kopi
PL157 | 27107/075/12/01/E6 | GAE | LBS | 2012 | Pondok Kopi
PL157 | 27422/022/12/01/E6 | GAE | LBS | 2012 | Pondok Kopi
KJ401 | 1591.17.212-KJ401 | EGA | LBS | 2018 | Kebon Jeruk
KJ401 | 1596.17.212-KJ401 | EGA | LBS | 2018 | Kebon Jeruk
KJ401 | 1543.17.214-KJ401 | EGA | PB | 2018 | Kebon Jeruk
HRBT | 0320.15.214 | EGA | PB | 2015 | Pondok Kopi
KNIB | 0556.15.213 | EGA | LBS | 2015 | Pondok Kopi
KNIC | SM 0100005 | MERLIN GERLIN | LBS |  | Pondok Kopi
KNIC | W34-3-0075 | SCHNEIDER | CBOG | 2019 | Pondok Kopi
KNIC | SM 0301470 | MERLIN GERLIN | PB |  | Pondok Kopi
KNIC | SM 1004006CI | MERLIN GERLIN | PB |  | Pondok Kopi
KNIE | 0822334SF | MERLIN GERLIN | LBS | 2008 | Pondok Kopi
KM17 | CI-2016-W49-5-0013 | SCHNEIDER | LBS MOTORIZE | 2016 | Jatinegara
D369 | 0 | EGA | PMT | 2017 | Menteng
K2 | K2 | EGA | PGC |  | Menteng
PL231 | 0298.16.212 | EGA | LBS | 2016 | Pondok Kopi
CKG167 | 0460-16-214 | SCHNEIDER | LBS | 2016 | Cengkareng
CGR46 | IDABB420030259 | ABB | LBS-1 |  | Lenteng Agung
PL232 | 0326.16.212 | EGA | LBS | 2016 | Pondok Kopi
JR209 | T-73005052683-034 | SIEMENS | LBS MOTORIZE | 2017 | Pondok Gede
BK56 | 0491.17.213 | EGA | LBS | 2017 | Marunda
BK56 | 0491.17.213 | EGA | LBS | 2017 | Marunda
GD7 | T.73005052683.0023 | SIEMENS | LBS | 2017 | Ciracas
KM113 | T73005052683-0067 | SIEMENS | LBS | 2017 | Jatinegara
KM113 | 0591.16.216 | EGA | CBOM | 2016 | Jatinegara
D371 | 0493-17.213 | EGA | PMT | 2017 | Menteng
TB60 | 0809.17.214 | EGA | PB TRAFO | 2017 | Jatinegara
KL37 | kl37 | C. PLASMA | LBS |  | Bintaro
KL37 | kl37 | C. PLASMA | LBS |  | Bintaro
CD64 | CD64 | SCHNEIDER | PB |  | Bintaro
CD399 | 1162.17.214 | EGA | PB | 2017 | Bintaro
GH0413 | 0158.19.213 | EGA | LBS RC | 2019 | Ciputat
CB38 | T.73005065334-0142 | SIEMENS | LBS |  | Ciracas
PDR13 | CI-2016-W34-7-0003 | SCHNEIDER | LBS | 2017 | Pondok Gede
PDR13 | CI-2017-W03-4-0040 | SCHNEIDER | PB | 2017 | Pondok Gede
CKG168 | 0744.17.214 | EGA | PB | 2017 | Cengkareng
CD364 | CD364 | SCHNEIDER | PB |  | Bintaro
CD276 | CD276 | FLOUKIT M | PB |  | Bintaro
CD350 | CD350 | SCHNEIDER | PB |  | Bintaro
CD303 | CD303 | GAE | LBS |  | Bintaro
KL166 | KL166 | MG | LBS |  | Bintaro
KL19A | KL19A | MG | LBS |  | Bintaro
KDR311 | C1-2017-W44-3-0030 | SCHNEIDER | PB | 2017 | Cengkareng
TD185 | 1515.17.213 | EGA | LBS MOTORIZE | 2017 | Ciputat
GD252 | CI.2018.W22.2.0016 | SCHNEIDER SM6 | LBS | 2018 | Ciracas
KJ287 | KJ287-LBS2 | GAE | LBS MANUAL |  | Kebon Jeruk
KJ287 | KJ287-PB | GAE | PB TRAFO |  | Kebon Jeruk
PL248 | CI-2017-W37-1-0012 | SCHNEIDER | PB | 2017 | Pondok Kopi
CB54 | T.73005065334.0173 | SIEMENS | PB |  | Ciracas
SP231 | SP231PB2 | FLOUKIT M | B1 | 2010 | Kebon Jeruk
KS82 | KS82 | EGA | cbom | 2016 | Menteng
SP194 | SP194PB1 | MG V6 | PB TRAFO 1 |  | Kebon Jeruk
SP194 | SP194PB2 | MG | PB TRAFO 2 |  | Kebon Jeruk
SP192 | SP192B1 | FLUOKIT M | B1 |  | Kebon Jeruk
PGL40 | CI-2017-W40-3-0014 | SCHNEIDER | LBS | 2017 | Pondok Kopi
PGL40 | CI-2017-W44-2-0005 | SCHNEIDER | CBOM | 2017 | Pondok Kopi
PL249 | 1175.1721 | EGA | PB | 2017 | Pondok Kopi
PS2N | LRT - PS 2N | SCHNEIDER SM6 | PB |  | Cempaka Putih
PS2N | GI TANAH TINGGI - PS 2N | SCHNEIDER SM6 | PMT |  | Cempaka Putih
PS2N | KOPEL 2 - PS 2N | SCHNEIDER SM6 | PMT |  | Cempaka Putih
DB92P | CSF62058 | ORMAZABAL | PT | 2018 | Bandengan
DB94P | LBS2-DB94P | EGA | LBS | 2019 | Bandengan
DB94P | PB-DB94P | SCHNEIDER | PB | 2019 | Bandengan
CNK26 | 173005555599.097 | SIEMENS | LBS | 2018 | Ciputat
PK130N | 1681-17-212 | EGA | LBS | 2017 | Marunda
JS250 | 0964.18.214 | EGA | PB | 2018 | Pondok Gede
SP15 | 1447.18.214 | EGA | PB | 2018 | Menteng
CK69 | - | SCHENEIDER | LBS |  | Marunda
KG291 | - | SCHENEIDER | PGC |  | Marunda
JR96P | 0202.16.212 | EGA | LBS | 2016 | Pondok Gede
JR112K | SM0938088CI | SCHNEIDER SM6 | LBS | 2009 | Pondok Gede
D252 | W20-3-0048 | SCHNEIDER | LBS |  | Menteng
JR151 | 500411660/3001-11 | ABB SAFEPLUS | LBS | 2011 | Pondok Gede
JR151 | 500411660/3011-10 | ABB SAFEPLUS | PB | 2011 | Pondok Gede
CNK24 | C1-2017-W09-1-0038 | SCHNEIDER | LBS | 2017 | Ciputat
A29 | A 29-01 | EGA | LBS MOTORIZE | 2017 | Bandengan
KJ322 | KJ322-CBOM | SCHNEIDER | PGC | 2013 | Kebon Jeruk
CB13 | 2217.17.213 | EGA | LBS | 2017 | Ciracas
CB13 | 1153.17.213 | EGA | PB | 2017 | Ciracas
AB114 | AB 114-04 | SCHNEIDER SM6 | LBS MOTORIZE | 2017 | Bandengan
AB114 | AB 114-05 | SCHNEIDER SM6 | LBS MOTORIZE | 2017 | Bandengan
PS192 | 31767/089/18/03/E6 | GAE | PMT | 2018 | Cempaka Putih
PS192 | 31744/089/18/03/E6 | GAE | PMT | 2018 | Cempaka Putih
K17N | 13.0228 | ABB | LBS | 2013 | Jatinegara
TB67 | CI-2014-W45-1-0007 | SCHNEIDER | CBO | 2014 | Jatinegara
TB67 | CI-2014-W39-6-0010 | SCHNEIDER | LBS | 2014 | Jatinegara
KM64 | SB-2011-W17-2-0075 | SCHNEIDER | LBS | 2011 | Jatinegara
E102Q | 0868.16.212 | EGA | PB | 2016 | Pondok Gede
KDR260 | 0596-16-212 | EGA | LBS | 2016 | Cengkareng
KDR260 | 1463-16-213 | EGA | LBS MOT | 2016 | Cengkareng
TA108 | 495 | FLUOKIT M | PGDB | 1996 | Cengkareng
KDR260 | 0387-16-214 | EGA | PB | 2016 | Cengkareng
CGR45 | CGR45 : 1855,16,213 | EGA MR | LBS-2 | 2016 | Lenteng Agung
KD115 | 6287 | FLUOKIT M | LBS | 1995 | Jatinegara
SC7 | 00963-17-214 2017 | EGA | PB TRAFO | 2017 | Cempaka Putih
RM87 | RM87 | EGA | LBS | 2017 | Cempaka Putih
RM87 | RM87 | EGA | LBS | 2017 | Cempaka Putih
SP123 | 7316212 | EGA | PB | 2016 | Kebon Jeruk
KJ38 | 80816213 | EGA | LBS | 2017 | Kebon Jeruk
KJ38 | 16116214 | EGA | PB TRAFO 2 | 2016 | Kebon Jeruk
KCP10 | 1036090-CI 2017 | SCHNEIDER SM6 | PB TRAFO | 2017 | Cempaka Putih
PS191 | 0580-17-214 2017 | EGA | PB | 2017 | Cempaka Putih
KJ12 | KJ12-LBS2 | EGA | PB |  | Kebon Jeruk
KJ127 | KJ127-LBS1 | SCHNEIDER | LBS MOTORIZED |  | Kebon Jeruk
DB27 | 1707112 | EGA | PB 3 |  | Bandengan
TP118 | 0976-17-212 2017 | EGA | PMT | 2017 | Cempaka Putih
KJ147 | KJ147-PB1 | FLOUKIT M | PB TRAFO |  | Kebon Jeruk
SP85 | SP 85 LBS1 | GAE | LBS | 2011 | Kebon Jeruk
SP85 | SP 85 LBS 2 | GAE | LBS | 2011 | Kebon Jeruk
SP85 | SP 85 PB TRAFO | GAE | PB | 2011 | Kebon Jeruk
MD9 | 1501.17.213 | EGA | LBS | 2017 | Marunda
MD64 | - | EGA | LBS | 2017 | Marunda
T419 | T419 | EGA | PMT |  | Menteng
E426 | E70 - CI-2017-W29-1-0010 | SCHNEIDER | LBS (MOTORIZE) | 2017 | Kramat Jati
E426 | PB TRAF-CI2017-W03-2-0039 | SCHNEIDER | PB TRAFO | 2017 | Kramat Jati
KJ160 | KJ160-LBS1 | MG | PB |  | Kebon Jeruk
KJ160 | KJ160-LBS2 | ABB | PB |  | Kebon Jeruk
CD226 | CD226 | FLOUKIT M | PB |  | Bintaro
BT229 | BT229 | UNINDO | PB |  | Bintaro
CD392 | CD392 | EGA | PB |  | Bintaro
BT312 | BT312 | EGA | LBS |  | Bintaro
BT312 | BT312 | EGA | PB |  | Bintaro
CD41 | CD41 | OMARZABAL | LBS |  | Bintaro
CD382 | CD382 | SCHNEIDER | LBS |  | Bintaro
CD92 | CD92 | C .PLSMA | LBS |  | Bintaro
KL192 | KL192 | SM 6 | LBS |  | Bintaro
KL197 | KL197 | SM 6 | LBS |  | Bintaro
BT337 | BT337 | EGA | LBS |  | Bintaro
BT337 | BT337 | EGA | LBS |  | Bintaro
CD190 | CD190 | FLOUKIT.M | PB |  | Bintaro
BT337 | BT337 | SCHNEIDER | CBOG |  | Bintaro
KL28N | KL28N | F & G | LBS |  | Bintaro
GD18E | 1220.17.214 | EGA | PB | 2017 | Ciracas
CN2 | 1840.17.213 | EGA | LBS MOTORIZE | 2017 | Ciputat
KPK57K | KPK57K-059517214 | EGA | PB | 2017 | Bandengan
KJ291 | KJ291-PB1 | GAE | PB TRAFO |  | Kebon Jeruk
A130 | A130_LBS2 | EGA | LBS |  | Bandengan
BC294 | CI-2018-W34-5-0011 | SCHINEIDER | LBS MOT | 2018 | Cengkareng
CGR2P | 2018CSF63058 | ORMAZABAL MR | LBS-1 |  | Lenteng Agung
GH0139 | 2556.17.213 | EGA | LBS MOTORIZED | 2017 | Pondok Gede
MN17 | 0188.18.214 | EGA | PB | 2018 | Pondok Gede
BDS18 | CI.2017.W44.2.0039 | SCHNEIDER SM6 | LBS MOTORIZE | 2017 | Bandengan
RG209 | RG 209 | ORMAZABAL | PT-1 |  | Lenteng Agung
RG104P | RG 104 | ORMAZABAL | LBS-1 |  | Lenteng Agung
CKG183 | CI-2018-W40-3-0013 | SCHINEIDER | LBS MANUAL | 2018 | Cengkareng
BT390 | 0520.18.214 | EGA | PB | 2018 | Bintaro
PK201 | CI-2018-W56-2-0001 | SCHNEIDER | LBS ACO | 2018 | Marunda
TP122 | CI-2018-W35-5-0018 | SCHNEIDER SM6 | PMT | 2018 | Cempaka Putih
TP122 | CI-2018-W42-1-0018 | SCHNEIDER SM6 | PMT | 2018 | Cempaka Putih
PK65D | W-21-1-0052 | SCHNEIDER | LBS |  | Marunda
PK65D | S/N 1805329 | EGA | PB |  | Marunda
PK41 | - | SCHNEIDER SM6 | LBS |  | Tanjung Priok
PK41 | - | SCHNEIDER SM6 | LBS |  | Tanjung Priok
PK41 | - | SCHNEIDER SM6 | PB TRAFO 1 |  | Tanjung Priok
PK41 | - | SCHNEIDER SM6 | PB TRAFO 2 |  | Tanjung Priok
PK41 | - | SCHNEIDER SM6 | PB TRAFO 3 |  | Tanjung Priok
CB131 | CI.2016.W22.4.0022 | SCHNEIDER SM6 | LBS | 2016 | Ciracas
KJ287 | KJ287-LBS1 | GAE | LBS MANUAL |  | Kebon Jeruk
KL166 | KL166 | MG | PB |  | Bintaro
CB54 | T.73005065334.0071 | SIEMENS | LBS |  | Ciracas
SP180 | SP180-PB | KIT 27.2 | PB TRAFO |  | Kebon Jeruk
CP143 | 1687.17.214 | EGA | LBS | 2017 | Ciputat
CK241 | 1015.17.214 | EGA | PB | 2017 | Marunda
PL252 | CI-2017-W07-3-0023 | SCHNEIDER | LBS | 2017 | Pondok Kopi
DB92P | CSF63295 | ORMAZABAL | LBS | 2019 | Bandengan
DB92P | CSF6060 | ORMAZABAL | LBS | 2019 | Bandengan
DB94P | LBS1-DB94P | EGA | LBS | 2019 | Bandengan
PM290P | 2018CFS63051 | ORMAZABAL | LBS-1 | 2018 | Lenteng Agung
E314 | E314-18051594 | EGA | PB | 2018 | Kramat Jati
E314 | E314-180241867 | EGA | LBS | 2018 | Kramat Jati
CGR53 | 0805.18.214 | EGA | PB-1 |  | Lenteng Agung
E288P | CV06-5145/006 | SIEMENS | PB | 1993 | Pondok Gede
RWBD | Cl - 2018 - W30 -1-0011 | SCHNEIDER | LBS | 2018 | Pondok Kopi
PK49B | W20-3-0054 | SCHNEIDER | LBS | 2018 | Marunda
KP3 | - | FLOUKIT M | PB1 |  | Marunda
CK63 | - | FLOUKIT M | PB 2 |  | Marunda
CK63 | - | FLOUKIT M | PT |  | Marunda
PM82 | PM82 | EGA | LBS-4 |  | Lenteng Agung
CK248 | - | EGA | LBS |  | Marunda
CK248 | - | SCHENEIDER | LBS |  | Marunda
CK248 | - | SCHENEIDER | LBS |  | Marunda
CK248 | - | SCHENEIDER | KOPEL 1 |  | Marunda
CK28 | - | SCHENEIDER | LBS |  | Marunda
CK28 | - | SCHENEIDER | LBS |  | Marunda
TA128 | CI-2019-W34-2-0025 | SCHINEIDER | LBS | 2019 | Cengkareng
MN53 | 0431-18-214 | EGA | PB | 2018 | Pondok Gede
JS249 | CI-2018-W20-1-0038 | SCHNEIDER | LBS | 2018 | Pondok Gede
JS249 | CI-2018-W28-4-0030 | SCHNEIDER | LBS MOTORIZED | 2018 | Pondok Gede
JS249 | 0783-18-214 | EGA | PB | 2018 | Pondok Gede
JW88 | 0365-18-212 | EGA | LBS | 2018 | Pondok Gede
JW88 | 0457-18-214 | EGA | PB | 2018 | Pondok Gede
PL260 | 1090.18.214 | EGA | PB | 2018 | Pondok Kopi
JR190 | CI-2016-W04-3-0041 | SCHNEIDER SM6 | PB | 2016 | Pondok Gede
JR96P | 0841.16.213 | EGA | LBS | 2016 | Pondok Gede
JR96P | 0214.16.214 | EGA | PB | 2016 | Pondok Gede
E186 | 12.1507 | ABB UniSwitch | LBS | 2012 | Pondok Gede
JR112K | SM0943049CI | SCHNEIDER SM6 | LBS | 2009 | Pondok Gede
KJ322 | KJ322-LBS2 | SCHNEIDER | LBS MOTORIZED | 2013 | Kebon Jeruk
CB13 | 2299.17.213 | EGA | LBS | 2017 | Ciracas
GD57 | T.73005052683.0154 | SIEMENS | LBS | 2017 | Ciracas
PML2 | C1-2017-W33-2-0032 | SCHNEIDER | LBS MOTORIZE | 2017 | Ciputat
PIK7 | PIK 7-02 | SCHNEIDER RM6 | LBS MANUAL | 2015 | Bandengan
PIK7 | PIK 7-03 | SCHNEIDER RM6 | PB | 2015 | Bandengan
MK440 | SM 0601376 | MERLIN GERLIN | LBS MANUAL | 2007 | Bandengan
MK440 | SM 0601369 | MERLIN GERLIN | LBS MANUAL | 2010 | Bandengan
MK440 | SM 0601357 | MERLIN GERLIN | CBOM | 2007 | Bandengan
A130 | A 130-02 | SCHNEIDER SM6 | LBS MANUAL | 2007 | Bandengan
A130 | A 130-03 | MERLIN GERIN | LBS | 2007 | Bandengan
A135 | A 135-01 | SCHNEIDER SM6 | LBS MOTORIZE | 2017 | Bandengan
A135 | A 135-02 | SCHNEIDER SM6 | LBS MANUAL | 2007 | Bandengan
A135 | A 135-03 | SCHNEIDER SM6 | CBOM | 2007 | Bandengan
T421P | T421P | SCHNEIDER | PMT |  | Menteng
T421P | T421P | SCHNEIDER | PB |  | Menteng
JR54 | T73005555599-0086 | SIEMENS | LBS |  | Ciracas
E383 | E383-W0510016 | SCHNEIDER | PB | 2018 | Kramat Jati
AB55B | AB55_KOPEL B-A | SCHNEIDER SM6 | LBS |  | Bandengan
AB55B | AB55_LBS | SCHNEIDER SM6 | LBS |  | Bandengan
AB55B | AB55_PGC | SCHNEIDER SM6 | PGC |  | Bandengan
SP19 | SP19-SP240 | SCHNEIDER | LBS |  | Kebon Jeruk
SP19 | SP19-SP17 | EGA | PB |  | Kebon Jeruk
PL249 | 1443.17.213 | EGA | LBS | 2017 | Pondok Kopi
AB136 | AB 136-04 | EGA MOTORIZE | LBS 4 MOTORIZE |  | Bandengan
AB136 | AB 136-05 | SCHNEIDER SM6 | LBS 2 MOTORIZE |  | Bandengan
RG16N | 173005442541-0009 | SIEMEN | PB-2 | 2017 | Lenteng Agung
DB93P | DB 93P-03 | EGA | PB | 2017 | Bandengan
AB92 | AB 92-03 | EGA | PB | 2017 | Bandengan
MK6 | MK 6-04 | EGA | CBOM | 2017 | Bandengan
PML5 | 1689.17.212 | EGA | LBS | 2017 | Ciputat
TD126B | 1708.17.212 | EGA | LBS | 2017 | Ciputat
TD128 | 9240106 | EGA | LBS MOTORIZED | 2017 | Ciputat
AB49 | AB49_PB | SCHNEIDER | LBS |  | Bandengan
TA71 | - | FLUOKIT M | B1 |  | Cengkareng
PL252 | 1593.17.214 | EGA | PB | 2017 | Pondok Kopi
D374 | D152 | EGA | PMT |  | Menteng
GD58P | T73005442541-0008 | SIEMENS | LBS |  | Ciracas
GD58P | T73005442624-0013 | SIEMENS | LBS |  | Ciracas
KN243 | 0 | SCHNEIDER | CBOM | 2018 | Menteng
MK114 | 785 | ULUSOY | LBS MOT | 2020 | Cengkareng
BC3 | - | EGA | LBS |  | Cengkareng
CB138 | 2212.17.213 | EGA | LBS |  | Ciracas
GD424 | 1847.17.213 | EGA | LBS | 2017 | Ciracas
KM117 | 12.1582 | ABB | PB | 2012 | Jatinegara
KM117 | 12.1516 | ABB | LBS | 2012 | Jatinegara
K212N | CI-2018-W21-2-0004 | SCHNEIDER | LBS | 2018 | Jatinegara
RM14N | RM14-PMT-PS999 | SCHNEIDER SM6 | PGC |  | Cempaka Putih
A74 | A74_LBS | SCHNEIDER SM6 | LBS |  | Bandengan
E193 | E193-0414.18.212 | EGA | LBS | 2018 | Kramat Jati
GD99 | CI.2017.W32.5.0026 | SCHNEIDER SM6 | LBS | 2017 | Ciracas
BK257 | 0398.18.213 | EGA | LBS | 2018 | Marunda
GD99 | CI.2018.W17.4.0016 | SCHNEIDER SM6 | LBS | 2018 | Ciracas
GD99 | 13.0286 | ABB UNISWITCH | PB | 2013 | Ciracas
GD99 | 4452 | FLOUKIT M | PB | 2011 | Ciracas
BK258 | 0379.18.212 | EGA | PB | 2018 | Marunda
BK257 | 0315.18.234 | EGA | PGC | 2018 | Marunda
BK257 | CI-2018-W21-0041 | SCHNEIDER | LBS | 2018 | Marunda
BK260 | 0331.18.214 | EGA | PB | 2018 | Marunda
BK258 | CI-2018-1047-4-0044 | SCHNEIDER | LBS | 2018 | Marunda
KPK60 | KPK60-EGA-020818212 (1) | EGA | LBS | 2018 | Bandengan
PM139T | 173005052683-0043 | SIEMENS | LBS-3 | 2017 | Lenteng Agung
KPK60 | KPK60-EGA-377517218 (2) | EGA | LBS | 2018 | Bandengan
KPK60 | KPK60-EGA-044018214 | EGA | PB | 2018 | Bandengan
KDR306 | - | EGA | LBS | 2017 | Cengkareng
CP246 | 1274.74.214 | EGA | LBS | 2017 | Ciputat
CKG181 | 1282-17-214 | EGA | PB2 | 2017 | Cengkareng
AB39 | AB 39-01 | SCHNEIDER SM6 | CBO RC | 2017 | Bandengan
AB39 | AB 39-02 | SCHNEIDER SM6 | LBS MANUAL | 2017 | Bandengan
AB39 | AB 39-03 | EGA | PB | 2017 | Bandengan
AB80 | AB 80-10 | EGA | PB 1 | 2017 | Bandengan
AB80 | AB 80-11 | EGA | PB 2 | 2017 | Bandengan
GH0213 | GH 213-18 | SCHNEIDER SM6 | LBS MOTORIZE | 2017 | Bandengan
GH0213 | GH 213-19 | SCHNEIDER SM6 | LBS MOTORIZE | 2017 | Bandengan
GH0213 | GH 213-20 | SCHNEIDER SM6 | LBS MOTORIZE | 2017 | Bandengan
KB165 | CI-2017-W21-5-0018 | SCHNEIDER | CBO PENYULANG | 2017 | Jatinegara
KJ320 | KJ320-PB | ABB | PB TRAFO |  | Kebon Jeruk
KJ321 | KJ321-LBS2 | SCHNEIDER | LBS MOTORIZED |  | Kebon Jeruk
CB30 | CI.2017.W03.1.0043 | SCHNEIDER SM6 | LBS |  | Ciracas
CB30 | CI.2017.W31.1.0019 | SCHNEIDER SM6 | PB |  | Ciracas
AB114 | AB 114-03 | SCHNEIDER SM6 | LBS MOTORIZE | 2017 | Bandengan
B67E | B 67E-04 | EGA | PB | 2017 | Bandengan
DB13 | DB 13-01 | ULUSOY ELECTRIC | LBS | 2017 | Bandengan
DB13 | DB 13- 1146-20 | ULUSOY ELECTRIC | PB | - | Bandengan
B248 | B 248-02 | SCHNEIDER SM6 | PB | - | Bandengan
MK259 | CI 2017 W35-2-0007 | SCHNEIDER | LBS MOTORIZE | 2017 | Bandengan
MK259 | MK 259-04 | KIT 27.2 | PB | - | Bandengan
PK102 | 0729.16.212 | EGA | LBS | 2016 | Marunda
PK102 | 0117.17.214 | EGA | PB 1 | 2016 | Marunda
DT84 | DT 84 | SCHNEIDER | KOPEL |  | Lenteng Agung
SP101 | SP101 - OUTGOING | EGA | LBS MANUAL |  | Kebon Jeruk
KJ394 | CI-2016-W44-4-0006 | SCHENEIDER | LBS MOTORIZED | 2016 | Kebon Jeruk
KJ394 | CI-2016-W24-3-0061 | SCHENEIDER | LBS MANUAL | 2016 | Kebon Jeruk
CKG155 | 385-16-213 | EGA | LBS MOT | 2017 | Cengkareng
CKG155 | 0336-16-212 | EGA | PGC | 2017 | Cengkareng
AB285 | AB285_PGC2 | SCHNEIDER | PGC |  | Bandengan
DK1A | - | FLUOMATIC | LBS |  | Cengkareng
KDR279 | T.73005052683-0011 | SIEMENS | LBS MOT | 2016 | Cengkareng
KDR279 | T.73005052683-0078 | SIEMENS | PB | 2016 | Cengkareng
BK87 | 1162.17.234 | EGA | CBOM | 2017 | Marunda
BK87 | 0100.17.212 | EGA | LBS | 2017 | Marunda
BK87 | 0745.17.214 | EGA | PB | 2017 | Marunda
GH0186 | T73005052683-0.46 | SIEMENS | PMT | 2017 | Menteng
K35N | CI-2017-W22-6-0009 | SCHNEIDER | CBO PENYULANG | 2017 | Jatinegara
TT63 | 0581-17-212 | EGA | PMT | 2017 | Menteng
GD417 | 1721.16.213 | EGA | LBS | 2016 | Ciracas
CK52 | - | EGA | LBS | 2017 | Marunda
CSL10 | CI.2017.W04.3.0037 | SCHNEIDER SM6 | LBS |  | Ciracas
GH0164 | CI-2015-W11-2-0023 | SCHNEIDER | LBS MOTORIZE | 2015 | Jatinegara
CD207 | CD207 | MG | LBS |  | Bintaro
CD207 | CD207 | MG | PB |  | Bintaro
BT110 | BT110 | UNINDO | PB |  | Bintaro
BT310 | BT310 | SCHNEIDER | CBOG |  | Bintaro
KJ187 | KJ187-LBS RMU | ORMAZABAL | LBS |  | Kebon Jeruk
CD31 | CD31 | FLOUMATIC | LBS |  | Bintaro
BT121 | BT121 | FLUKIT M | SP |  | Bintaro
CD125 | CI-2015-W32-3-0044 | SCHNEIDER | LBS | 2015 | Bintaro
CD201 | CD201 | ORMAZABAL | LBS |  | Bintaro
KB310N | KB310N | EGA | PB |  | Bintaro
CD311 | CD311 | EGA | LBS |  | Bintaro
CD324 | CD324 | EGA | PB |  | Bintaro
CD35A | CD35A | CONTAC PLASMA | PB |  | Bintaro
CD338 | CD338 | ABB | LBS |  | Bintaro
CD381 | CD381 | EGA | LBS |  | Bintaro
CD58B | CI-2017-W29-2-0010 | SCHNEIDER | LBS | 2017 | Bintaro
CD362 | CD362 | EGA | PB |  | Bintaro
CD58C | CD58C | MG | PB |  | Bintaro
CD83 | CD83 | EGA | LBS |  | Bintaro
CP127 | CP127 | FLUKIT M | LBS |  | Bintaro
CD126 | CD126 | F & G | PB |  | Bintaro
CD17 | CD17 | FLOUMATIC | LBS |  | Bintaro
CD235 | CD235 | SM 6 | LBS |  | Bintaro
CD235 | CD235 | SM 6 | PGDB/PGC |  | Bintaro
CD209 | CD209 | GAE | LBS |  | Bintaro
KJ190 | KJ190-LBS PB | SCHNEIDER | LBS |  | Kebon Jeruk
KJ196 | KJ196-LBS2 | SCHNEIDER | LBS |  | Kebon Jeruk
KJ196 | KJ196-LBS CBOM | SCHNEIDER | LBS |  | Kebon Jeruk
SP34 | SP34-PB3 | SCHNEIDER | PB |  | Kebon Jeruk
CN122 | 17520770.16 | EGA | LBS | 2016 | Ciputat
CN122 | 1752.16.212 | EGA | PB | 2016 | Ciputat
AB292 | AB292_LBS2 | EGA | LBS |  | Bandengan
CL35 | 17.213 | EGA | LBS | 2017 | Marunda
SP206 | LBSD58A | KIT 27.2 | PB |  | Kebon Jeruk
TD150A | 2641.17.213 | EGA | LBS MOTORIZED | 2017 | Ciputat
TD150A | 1692.17.212 | EGA | LBS | 2017 | Ciputat
CP106 | 2787.17.213 | EGA | LBS MOTORIZED | 2017 | Ciputat
CK241 | CI-2017-W08-2-0009 | SCHNEIDER | LBS | 2017 | Marunda
MB101 | MB 101-01 | EGA | LBS MOTORIZED | 2017 | Bandengan
MB101 | MB 101-02 | EGA | LBS MANUAL | 2017 | Bandengan
AB160 | AB 160-02 | SCHNEIDER | LBS MOTORIZED | 2017 | Bandengan
MK288 | MK 288-01 | SCHNEIDER | LBS MOTORIZED | 2017 | Bandengan
MK288 | MK 288-02 | SCHNEIDER | LBS MANUAL | 2017 | Bandengan
MK288 | MK 288-03 | SCHNEIDER | PB | 2017 | Bandengan
BK233 | 0853.16.212 | EGA | LBS | 2016 | Marunda
JS162 | IVZN230948M009 | ABB UNIS | PB | 2002 | Pondok Gede
D386 | 315.2549 | EGA | PMT | 2018 | Menteng
KCP68 | C1-2018-W10-4-0066 | SM 6 | LBS | 2018 | Cempaka Putih
KCP68 | C1-2018-W10-4-0024 | SM 6 | LBS | 2018 | Cempaka Putih
KCP68 | 0278.18.234 | EGA | PGC | 2018 | Cempaka Putih
CB131 | CI.2016.W22.4.0036 | SCHNEIDER SM6 | PB | 2016 | Ciracas
MK155 | - | KIT 27,2 | PB2 | 2016 | Cengkareng
TA8 | 268 | KIT 27,3 | LBS | 1990 | Cengkareng
E124 | W0420008 | SCHNEIDER | PB TRAFO | 2016 | Kramat Jati
TG102B | - | EGA | LBS MOT | 2016 | Cengkareng
TA128 | - | SIEMENS | LBS | 2016 | Cengkareng
TG62E | - | EGA | LBS |  | Cengkareng
DK16 | - | KIT 27 | B1 |  | Cengkareng
DT112 | DT112 : 0830-16-212 | EGA MR | LBS-2 | 2016 | Lenteng Agung
DT112 | DT112 : 0538-16-212 | EGA | PB-1 | 2016 | Lenteng Agung
T175A | C1-2016-W26-5-0029 | SCHNEIDER | LBS | 2016 | Menteng
T175A | - | SCHNEIDER | PGC |  | Menteng
MK226 | - | ABB | PB2 |  | Cengkareng
CKG105PAT | - | GAE | PGC | 2013 | Cengkareng
CB1 | 1388.13.BF | EGA | PB | 2013 | Ciracas
CB1 | CI.2017.W04.4.0026 | SCHNEIDER SM6 | PB | 2017 | Ciracas
PM57A | PM 57A | SCHENEIDER | PB-2 |  | Lenteng Agung
K63A | 0751.17.214 | EGA | PB TRAFO | 2017 | Jatinegara
K63A | 0546.17.214 | EGA | PB TRAFO | 2017 | Jatinegara
K63A | 1047.17.212 | EGA | LBS MOTORIZE | 2017 | Jatinegara
GD419 | 1788.17.212 | EGA | LBS | 2017 | Ciracas
GD415 | 0453.17.212 | EGA | MV Cell LBS | 2017 | Ciracas
GD415 | 0329.17.213 | EGA | MV Cell LBS Mot | 2017 | Ciracas
GD221 | 156.12.BL | EGA | LBS | 2012 | Ciracas
TP28N | TP 28 - PMT - GI GBR | SCHNEIDER SM6 | PMT |  | Cempaka Putih
E96 | E96-4 | SCHNEIDER | LBS | 2016 | Kramat Jati
E96 | E96-6 | SCHNEIDER | KOPEL | 2017 | Kramat Jati
E224 | CI-2017-W34-6-0003 | SCHNEIDER | LBS MOTORIZE | 2017 | Jatinegara
GD154 | CI.2017.W07.5.0034 | SCHNEIDER SM6 | LBS |  | Ciracas
CB89 | CI.2017.W02.5.0008 | SCHNEIDER SM6 | LBS | 2017 | Ciracas
JR216 | 1097.17.212 | EGA | LBS | 2017 | Pondok Gede
JR216 | 1208.17.213 | EGA | LBS MOTORIZE | 2017 | Pondok Gede
CK65 | 37 | SCHNEIDER | PB 1 | 2017 | Marunda
PK93 | 0460.17.216 | EGA | LBS | 2017 | Marunda
PK56 | - | EGA | LBS | 2017 | Marunda
CK52 | 2172.17.213 | EGA | LBS | 2017 | Marunda
PM18 | PM18_13.02304 | ABB UNISWITCH | LBS | 2013 | Jatinegara
SC8 | 1031-17-212 2017 | EGA | PMT | 2017 | Cempaka Putih
SC8 | 0896-17-212 2017 | EGA | PMT | 2017 | Cempaka Putih
PS191 | 1167-17-213 2017 | EGA | PMT | 2017 | Cempaka Putih
KJ145 | KJ145-LBS B1 | FLOUKIT M | B1 |  | Kebon Jeruk
B272 | B 272-04 | ABB BC 5 | PB |  | Bandengan
JGK23 | 173005052683-0148 | SIEMENS | LBS-1 | 2017 | Lenteng Agung
CP28 | 739.13.BF.2013 | EGA | PB TRAFO | 2013 | Ciputat
CK241 | CI-2017-W20-4-0039 | SCHNEIDER | LBS | 2017 | Marunda
KJ410 | CI-2017-W43-4-0042-KJ410 | SCHNEIDER | LBS MOTORIZE | 2017 | Kebon Jeruk
JR174 | 1857.13.BL | EGA | LBS | 2013 | Pondok Gede
JR174 | 1524.13.BF | EGA | PB | 2013 | Pondok Gede
GD18E | 2322.17.213 | EGA | LBS | 2017 | Ciracas
GD57 | T.73005052683.0365 | SIEMENS | LBS | 2017 | Ciracas
JR126 | 639S081 | ORMAZABAL | LBS | 2013 | Pondok Gede
JR126 | 1522S073 | ORMAZABAL | PB | 2015 | Pondok Gede
JW82 | 0239.17.214 | EGA | LBS | 2017 | Pondok Gede
JR154 | CI-2018-W14-1-0042 | SCHNEIDER | LBS | 2018 | Pondok Gede
T435 | CI.2018.2020.3.0064 | SCHNEIDER | PMT | 2018 | Menteng
T435 | CI.2018.2020.1.0013 | SCHNEIDER | PMT | 2018 | Menteng
T435 | 8424.18.214 | EGA | PB | 2018 | Menteng
GD126 | T73005442624.0032 | SIEMENS | LBS | 2017 | Ciracas
GD126 | T73005442541.0049 | SIEMENS | LBS | 2017 | Ciracas
KM116 | 0368.18.214 | EGA | PB | 2018 | Jatinegara
PB52 | CI-2016-W20-3-0042 | SCHNEIDER | LBS | 2016 | Pondok Kopi
PL222 | 0085-16-212 | EGA | LBS | 2016 | Pondok Kopi
PL222 | CI-2016-W16-1-0024 | SCHNEIDER | PB | 2016 | Pondok Kopi
GD44 | CI.2016.W16.3.0030 | SCHNEIDER SM6 | PB | 2016 | Ciracas
CP517 | 0487-16-214 | EGA | PB TRAFO | 2016 | Ciputat
CP521 | 0008-17-212 | EGA | LBS | 2016 | Ciputat
CN113 | 0916-16-216 | EGA | CBOM | 2016 | Ciputat
CP444 | C12016-W34-4-0040 | SCHNEIDER | CBOM | 2017 | Ciputat
TD11A | 9345415 | MG VERCORT6 | LBS |  | Ciputat
TD11A | 9116071 | MG VERCORT6 | LBS |  | Ciputat
KDR271 | 0606.16.201 | EGA | LBS | 2016 | Cengkareng
K6 | 0320.17.213 | EGA | LBS MOTORIZED | 2017 | Jatinegara
K6 | 0394.17.212 | EGA | LBS | 2017 | Jatinegara
K6 | 0247.17.214 | EGA | PB | 2017 | Jatinegara
PL228 | 0264.16.212 | EGA | LBS | 2016 | Pondok Kopi
PL228 | 0241.16.212 | EGA | LBS | 2016 | Pondok Kopi
PL228 | 0416.16.214 | EGA | PB | 2016 | Pondok Kopi
PL231 | 0320.16.212 | EGA | LBS | 2016 | Pondok Kopi
PL231 | 0311.16.214 | EGA | PB | 2016 | Pondok Kopi
PL235 | 0366.16.212 | EGA | LBS | 2016 | Pondok Kopi
PL236 | 720.2 | ULUSOY ELECTRIC | LBS | 2020 | Pondok Kopi
DT113 | 0446.17.212 | EGA | LBS-1 |  | Lenteng Agung
DT113 | 0286.17.214 | EGA | PB-1 |  | Lenteng Agung
KM11 | 0354.17.212 | EGA | LBS | 2017 | Jatinegara
JW79 | 0366.17.212 | EGA | LBS | 2017 | Pondok Gede
JR208 | T-73005052683-037 | SIEMENS | PB | 2017 | Pondok Gede
T53 | T53 | KIT 25 | PMT |  | Menteng
T53 | T53 | KIT 25 | PMT |  | Menteng
T53 | T53 | KIT 25 | PGDB |  | Menteng
PM139T | 173005052683-0101 | SIEMENS | LBS-2 | 2017 | Lenteng Agung
MD112 | 0225.17.214 | EGA | PB TRAFO | 2017 | Marunda
BDS16 | BDS 16-01 | EGA | LBS |  | Bandengan
PL238 | T73005052683-0226 | SIEMENS | LBS | 2017 | Pondok Kopi
PL238 | T73005052683-0233 | SIEMENS | LBS | 2017 | Pondok Kopi
CL10 | IEC60071.200 | EGA | PB 3 | 2017 | Marunda
CL34 | SM1013070.CI | SCHNEIDER | PB | 2017 | Marunda
CL33 | 46 | SIEMENS | LBS | 2017 | Marunda
CK109 | 1134.13.BF | EGA | PB TRAFO | 2013 | Marunda
CP217 | 0595.16.212 | EGA | LBS | 2016 | Ciputat
K12N | 1316.17.214 | EGA | PB TRAFO | 2017 | Jatinegara
K12N | 1314.17.214 | EGA | PB TRAFO | 2017 | Jatinegara
TB77 | TB77_1093.16.216 | EGA | CBOM | 2017 | Jatinegara
PGL41 | CI-2017-W44-2-0010 | SCHNEIDER | LBS | 2017 | Pondok Kopi
PB63 | 17103772 | EGA | PB | 2017 | Pondok Kopi
PB64 | CI-2017-W45-2-0019 | SCHNEIDER | CBOM | 2017 | Pondok Kopi
KJ75 | KJ75GH236 | FLUOKIT M | PT |  | Kebon Jeruk
KJ73 | KJ73KJ102 | FLOUKIT M | PB |  | Kebon Jeruk
KJ73 | KJ73SP188 | MG | PB |  | Kebon Jeruk
K183 | CI-2017-W05-3-0022 | SCHNEIDER | LBS | 2017 | Jatinegara
KJ39 | KJ39SP155 | SIEMENS | LBS | 2015 | Kebon Jeruk
B82 | B 82-01 | EGA | LBS MANUAL | 2017 | Bandengan
PK65D | 2216.17.214 | EGA | LBS | 2017 | Marunda
KG36 | 1394.17.213 | EGA | LBS |  | Marunda
PIK49 | PIK 49-02 | SIEMENS | LBS MANUAL | 2017 | Bandengan
CP43A | 2119.17.213 | EGA | LBS MOTORIZE | 2017 | Ciputat
CP73 | 1582.17.2.13 | EGA | LBS MOTORIZE | 2017 | Ciputat
TD175 | - | EGA | PB | - | Ciputat
KPK59G | KPK 59G-03 | SCHNEIDER SM6 | PB | 2017 | Bandengan
B242 | B 242-03 | EGA | CBOM | 2017 | Bandengan
CN128 | 2966.17.213 | EGA | LBS MOTORIZE | 2017 | Ciputat
GD282 | T73005442624-0099 | SIEMENS | PB | 2017 | Ciracas
GD282 | T73005442541-0076 | SIEMENS | LBS | 2017 | Ciracas
T14N | 1601.18.214 | EGA | PB | 2018 | Menteng
JR177 | CI-218-W13-3-0005 | SCHNEIDER | LBS |  | Pondok Gede
KDR283P | - | SIEMENS | PB | 2016 | Cengkareng
E427 | E427-CI-2017-W29-6-0025 | SCHNEIDER | PBTRAFO | 2017 | Kramat Jati
T411 | T411 | EGA | PGC |  | Menteng
PS169 | PS 169 - PGC | SCHNEIDER SM6 | PGC 2 |  | Cempaka Putih
CB89 | CI.2017.W31.1.0033 | SCHNEIDER SM6 | PB | 2017 | Ciracas
KDR311 | C1-2017-W50-2-0027 | SCHNEIDER | LBS | 2015 | Cengkareng
CP212 | 1620.17.213 | EGA | LBS MOTORIZE | 2017 | Ciputat
SP194 | LBSKJ278 | MG V6 | LBS |  | Kebon Jeruk
SP180 | SP180-KJ82 | KIT 27.2 | LBS |  | Kebon Jeruk
E75 | 1180.17.214 | EGA | PB | 2017 | Ciracas
E75 | 1566.17.213 | EGA | LBS | 2017 | Ciracas
PGL40 | CI-2017-W06-5-0003 | SCHNEIDER | LBS | 2017 | Pondok Kopi
RG16N | 173005442624-0010 | SIEMEN | LBS-2 | 2017 | Lenteng Agung
KJ402 | KJ402 - 1593.17.212 | EGA | LBS MANUAL | 2017 | Kebon Jeruk
CP73 | 1EC NO.12704 | ABB | LBS | - | Ciputat
TD198 | 1517.17.213 | EGA | LBS MOTORIZE | 2017 | Ciputat
TD57 | - | ABB | LBS | - | Ciputat
TD57 | - | ABB | LBS | - | Ciputat
TD57 | 0 | ABB | PB TRAFO |  | Ciputat
TD175 | 1663.17.213 | EGA | LBS MOTORIZE | 2017 | Ciputat
PK304 | 264417213/2017 | EGA | LBS MOTORIZE | 2017 | Tanjung Priok
KDR149 | C1-2018-W21-1-0060 | SCHINEIDER | CBOG | 2018 | Cengkareng
CK226 | CI-2017-W08-2-0009 | SCHNEIDER | LBS | 2017 | Marunda
CL37 | 1600011020 | EGA | PB | 2017 | Marunda
PG207 | PG207 | SM6 | PGC |  | Cempaka Putih
PM181 | PM181 | EGA | CBOG-2 |  | Lenteng Agung
PM290P | 2018CSF63052 | ORMAZABAL | LBS-2 | 2018 | Lenteng Agung
PM290P | 2018CSF1040 | ORMAZABAL | PB-1 | 2018 | Lenteng Agung
KJ410 | CI-2018-W04-4-0008-KJ410 | SCHNEIDER | PB | 2018 | Kebon Jeruk
JR78 | 0056.16.212 | EGA | LBS | 2016 | Pondok Gede
JTR1 | 1125.17.214 | EGA | PB | 2017 | Pondok Gede
PK285M | S/N 1610910 | EGA | LBS |  | Marunda
GH0055 | CI-2016-W24-4-0040 | SCHNEIDER | LBS | 2016 | Pondok Gede
GH0055 | 0072.16.213 | EGA | LBS | 2016 | Pondok Gede
TD73 | CSF61082 | ORMAZABAL | LBS | 2017 | Ciputat
TD73 | 63399 | ORMAZABAL | PB | 2017 | Ciputat
BDU27 | BDU27-2018CSF63066 | ORMAZABAL | LBS | 2018 | Bandengan
BDU27 | BDU27-2018CSF63065 | ORMAZABAL | LBS | 2018 | Bandengan
BDU28 | 855.2021 | ULUSOY | ACO | 2021 | Bandengan
BDU26K | BDU26K-61055 | ORMAZABAL | PB | 2018 | Bandengan
BDU26K | BDU26K-63267 | ORMAZABAL | LBS | 2018 | Bandengan
BDU26K | BDU26K-63268 | ORMAZABAL | LBS | 2018 | Bandengan
PM270P | 2018.CSF63068 | ORMAZABAL | LBS-1 |  | Lenteng Agung
PM270P | 2018CSF611053 | ORMAZABAL | PB-1 |  | Lenteng Agung
PML10 | 0377.18.212 | EGA | LBS | 2018 | Ciputat
PML10 | 1454.18.214 | EGA | PB | 2018 | Ciputat
GNS30K | GNS30K-C1-2018-W19-4-0011 | SCHNEIDER | LBS | 2018 | Bandengan
GNS30K | GNS30K-C1-2018-W19-5-0004 | SCHNEIDER | LBS | 2018 | Bandengan
GNS30K | GNS30K-M 2018 | FLOUKIT M | PB | 2018 | Bandengan
PML12 | 0216.18.212 | EGA | LBS | 2018 | Ciputat
JR101P | T73005555599-0031 | SIEMENS | LBS |  | Ciracas
CK58 | W-22-1-0030 | SCHNEIDER | LBS/CBOM |  | Marunda
CK58 | S/N 1806130 | EGA | PB 1 |  | Marunda
CK58 | S/N 1806177 | EGA | PB 2 |  | Marunda
CK50 | - | KIT 25 | PB TRAFO |  | Marunda
KG110N | S/N 1609657 | EGA | LBS |  | Marunda
KJ399 | KJ399 - 1380.17.212 | EGA | LBS MANUAL | 2017 | Kebon Jeruk
PML2 | 15615211 | EGA | PB | 2015 | Ciputat
GD418 | CI.2016.W44.2.0047 | SCHNEIDER SM6 | LBS | 2017 | Ciracas
CP522 | 8717.214 | EGA | PB | 2017 | Ciputat
CKG178 | 0165.17.212 | EGA | LBS | 2017 | Cengkareng
AB129 | AB 129-02 | EGA | LBS MOTORIZED | 2017 | Bandengan
AB129 | AB 129-03 | EGA | CBOM | 2017 | Bandengan
AB129 | AB 129-04 | EGA | PB | 2017 | Bandengan
BC324 | W44-1-0006 | SCHINEIDER | LBS MAN | 2018 | Cengkareng
GH0059 | C1-2014-W29-2-0014 | SCHINEIDER | LBS MOT | 2014 | Cengkareng
GD48 | CI.2017.W30.1.0027 | SCHNEIDER SM6 | PB | 2017 | Ciracas
GD48 | CI.2017.W22.4.0006 | SCHNEIDER SM6 | LBS | 2017 | Ciracas
CPT4 | 0279.18.212 | EGA | LBS MOTORIZE | 2018 | Ciputat
CPT4 | 0378.18.212 | EGA | LBS | 2018 | Ciputat
CPT4 | 0481.18.214 | EGA | PB | 2018 | Ciputat
CB31 | CI.2018.W04.5.0001 | SCHNEIDER SM6 | PB |  | Ciracas
CB31 | CI.2017.W37.5.0001 | SCHNEIDER SM6 | LBS |  | Ciracas
CB31 | CI.2019.W19.5.0076 | SCHNEIDER SM6 | LBS |  | Ciracas
AB289 | AB289PGC | EGA | PGC |  | Bandengan
AB106 | AB106_KPEL AB | EGA | LBS |  | Bandengan
AB106 | AB106_KPEL BA | EGA | LBS |  | Bandengan
AB106 | AB106_LBS | EGA | LBS |  | Bandengan
AB106 | AB106_LBS | EGA | LBS |  | Bandengan
AB106 | AB106_LBS | EGA | AB 128 |  | Bandengan
AB106 | AB106_LBS | EGA | LBS |  | Bandengan
T416 | 0646-16-212 | EGA | PMT | 2017 | Menteng
JW79 | 1714.16.213 | EGA | LBS MOTORIZE | 2016 | Pondok Gede
PK127B | 0136.17.214 | EGA | PB 2 | 2017 | Marunda
PK226 | 1524S273 | ORMAZABAL | LBS |  | Marunda
PK226 | 15213150 | ORMAZABAL | PB |  | Marunda
CK15D | 0239.17.212 | EGA | LBS | 2017 | Marunda
CK15D | 0274.17.212 | EGA | LBS | 2017 | Marunda
CK15D | 0144.17.214 | EGA | PB 1 | 2017 | Marunda
CK15D | 0098.17.214 | EGA | PB 3 | 2017 | Marunda
CK3 | 9205050 | MERLIN GERLIN | PB 2 |  | Marunda
GD34 | 0002.19.214 | EGA | PB |  | Ciracas
GD34 | 1916.18.213 | EGA | LBS |  | Ciracas
PDR12 | T-73005052683-014 | SIEMENS | LBS | 2017 | Pondok Gede
GNS23P | GNS23P_2 | EGA | LBS |  | Bandengan
E56D | CI.2017.W30.1.0024 | SCHNEIDER SM6 | PB |  | Ciracas
K66N | T73005032314-0030 | SIEMENS | PB TRAFO | 2017 | Jatinegara
TB77 | TB77_1763.17.213 | EGA | LBS MOTORIZE | 2017 | Jatinegara
CKG175 | IDABB420030272 | ABB | PB | 2020 | Cengkareng
K183 | 1642.17.234 | EGA | CBO PENYULANG | 2017 | Jatinegara
KG9 | 0360-15-213 | EGA | LBS |  | Tanjung Priok
BN48 | CI.2017.W42-3-0031 | SCHNEIDER | PMT | 2017 | Menteng
BN48 | CI.2017.W44-1-0016 | SCHNEIDER | PMT | 2017 | Menteng
BN48 | CI.2017-W44-4-0045 | SCHNEIDER | CBOM | 2017 | Menteng
KJ30 | KJ30SP163 | EGA | PB |  | Kebon Jeruk
KJ3 | KJ3KJ337 | SIEMENS | PB |  | Kebon Jeruk
S14D | S 14D-01 | GAE GLS | LBS MANUAL |  | Bandengan
B59D | B 59D-01 | FLOUKIT-M | LBS MANUAL |  | Bandengan
B203A | B 203A-03 | EGA | LBS MANUAL | 2017 | Bandengan
BANK2 | 2354125 | EGA | PMT |  | Menteng
BANK2 | 5213524 | EGA | CBOM |  | Menteng
A116P | A 116-01 | SCHNEIDER SM6 | LBS MANUAL | 2015 | Bandengan
AB259 | AB 259-01 | EGA | LBS MOTORIZE | 2017 | Bandengan
AB259 | AB 259-02 | GAE GSF | LBS MANUAL | 2010 | Bandengan
AB148 | AB 148-02 | SCHNEIDER SM6 | LBS MANUAL | 2010 | Bandengan
MK495 | MK 495-01 | SIEMENS | LBS MANUAL | 2019 | Bandengan
MK495 | MK 495-02 | SIEMENS | LBS MANUAL | 2019 | Bandengan
DB71 | DB 71-01 | SCHNEIDER SM6 | CBO RC | 2017 | Bandengan
DB71 | DB 71-02 | SCHNEIDER SM6 | LBS MOTORIZE | 2017 | Bandengan
DB71 | DB 71-03 | SCHNEIDER SM6 | PB | 2017 | Bandengan
S14A | S 14A-01 | SCHNEIDER SM6 | LBS MANUAL | 2017 | Bandengan
S14A | S 14A-03 | SCHNEIDER SM6 | PB | 2017 | Bandengan
MK450 | SM 0701394 | MERLIN GERLIN | LBS MANUAL | 2015 | Bandengan
MK450 | SM 0701328 | MERLIN GERLIN | PB | 2015 | Bandengan
B203 | B 203-04 | EGA | PB 2 | 2017 | Bandengan
T47A | T47A | SCHNEIDER | PMT |  | Menteng
PGL43 | 1420.17.212 | EGA | LBS | 2017 | Pondok Kopi
AB6A | AB 6A-03 | EGA | PB | 2017 | Bandengan
KM34 | Cl-2021-W38-4-1401 | SCHNEIDER RM6 | PB | 2021 | Jatinegara
CP513 | 0424-16-214 | EGA | PB | 2016 | Ciputat
PML5 | C1-2017-W52-5-0048 | SCHNEIDER | LBS MOTORIZED | 2017 | Ciputat
AB64 | AB 64_AB 144 | SIEMENS | LBS |  | Bandengan
AB64 | AB 64_AB 134 | SIEMENS | LBS |  | Bandengan
AB64 | AB 64_PB3 | SIEMENS | PB TRAFO |  | Bandengan
E139 | 0237.21.213 | EGA | LBS | 2021 | Pondok Kopi
MN16 | 8167 | FLOUKIT M | LBS | 1996 | Pondok Gede
JR175 | - | EGA | LBS |  | Pondok Gede
D70 | D70 | SCHNEIDER | LBS | 2018 | Menteng
D70 | 929048 | SCHNEIDER | LBS | 2018 | Menteng
GD58E | - | FLOUKIT M | PB | 2011 | Pondok Gede
CK112 | SM09430236CI | SCHNEIDER SM6 | PGC |  | Marunda
PK74 | 0914.16.213 | EGA | LBS | 2016 | Marunda
PK74 | 0235.16.214 | EGA | PB 2 | 2016 | Marunda
E418 | E418_184813B2 | EGA | LBS | 2013 | Kramat Jati
E418 | E418_02_C1-2016-W34-6-005 | SCHNEIDER | CBOG | 2016 | Kramat Jati
E418 | E418_03_W40-5-002116-212 | SCHNEIDER | ACO | 2016 | Kramat Jati
E6 | 1611410 | EGA | LBS | 2016 | Kramat Jati
CK44B | 0397.15.214 | EGA | PB 2 | 2015 | Marunda
PK264 | W21.4.0024 | SCHNEIDER SM6 | LBS | 2016 | Marunda
PK95 | W16.2.0001 | SCHNEIDER SM6 | PB 1 | 2016 | Marunda
PK95 | W16.2.0025 | SCHNEIDER SM6 | PB 2 | 2016 | Marunda
CK203 | W48-1-0048 | SCHNEIDER SM6 | PB | 2016 | Marunda
TD27 | 16816214 | EGA | PB TRAFO | 2016 | Ciputat
BDU19P | CI-2015-W42-0031 | SCHNEIDER SM6 | LBS MANUAL |  | Bandengan
GD411 | CI.2016.W18.2.0005 | SCHNEIDER SM6 | PGC |  | Ciracas
T416 | 0707-16-213 | EGA | PMT | 2017 | Menteng
T416 | 0947-16-216 | EGA | CBOM | 2017 | Menteng
PGL37 | 0415.17.212 | EGA | LBS | 2017 | Pondok Kopi
D361P | D361 | SCHNEIDER | LBS | 2017 | Menteng
E206A | T73005052683-0142 | SIEMENS | LBS | 2017 | Jatinegara
PL243 | T73005052683-0092 | SIEMENS | LBS | 2017 | Pondok Kopi
PL243 | T73005052683-0117 | SIEMENS | PB | 2017 | Pondok Kopi
CK109 | 2441.13.BL | EGA | LBS | 2013 | Marunda
BK143 | 1544.12.213 | EGA | LBS | 2017 | Marunda
KJ246 | KJ246-0937.16.216 | EGA | CBOM | 2016 | Kebon Jeruk
KJ252 | KJ252-LBS2 | SCHNEIDER | CBO PENYULANG |  | Kebon Jeruk
GD338P | CV.735500.000110/008 | SIEMENS | LBS |  | Ciracas
CK67 | - | SCHNEIDER SM6 | PGC |  | Marunda
KP27 | 2064.17.213 | EGA | LBS | 2017 | Marunda
KP27 | 1035.17.212 | EGA | LBS | 2017 | Marunda
PK38C | 1766.17.213 | EGA | LBS | 2017 | Marunda
CK169 | 0193.17.216 | EGA | PGC | 2017 | Marunda
CK237 | 17.216 | EGA | PGC | 2017 | Marunda
GH0045 | - | SCHNEIDER | LBS |  | Ciputat
GH0045 | - | GAE | LBS |  | Ciputat
GH0188 | - | MERLIN GERIN | LBS |  | Ciputat
GH0421 | 1205210 | EGA | LBS |  | Ciputat
GH0403 | - | MERLIN GERIN | LBS |  | Ciputat
PK105 | 17.214 | EGA | LBS | 2017 | Marunda
CL36 | 0931.17.212 | EGA | LBS | 2017 | Marunda
E323P | E323-3690017 | SCHNEIDER | PB | 2017 | Kramat Jati
KDR284 | 2383-17-213 | EGA | LBS MOT | 2017 | Cengkareng
KJ39 | KJ39TRAFO2 | SIEMENS | PB TRAFO | 2015 | Kebon Jeruk
S14D | S 14D-02 | GAE GLS | LBS MANUAL |  | Bandengan
S14D | S 14D-03 | GAE GLS | PB |  | Bandengan
B59D | B 59D-02 | FLOUKIT-M | LBS MANUAL |  | Bandengan
B59D | B 59D-03 | FLOUKIT-M | PB 1 |  | Bandengan
B59D | B 59D-04 | FLOUKIT-M | PB 2 |  | Bandengan
KJ232 | KJ232-LBS PB | EGA | PB TRAFO |  | Kebon Jeruk
DK212 | - | SIEMENS | LBS |  | Cengkareng
TD206 | 1585.17.231 | EGA | LBS MOTORIZE | 2017 | Ciputat
MK309 | 0873.17.214 | EGA | PB |  | Bandengan
GD12 | 1714080143 | MERLIN GERIN SM6 | PB |  | Ciracas
GD12 | S9502264 | MERLIN GERIN SM6 | LBS |  | Ciracas
E153S | 0268.16.212 | EGA | LBS | 2016 | Pondok Gede
E153S | 1400.16.213 | EGA | LBS | 2016 | Pondok Gede
PRH | - | ABB UNISWITCH | PB |  | Pondok Gede
JS111 | 1444.17.213 | EGA | LBS | 2017 | Pondok Gede
JS111 | 1566.13.BF | EGA | PB II | 2013 | Pondok Gede
JS111 | SM0943588 | SCHNEIDER SM6 | PB I |  | Pondok Gede
GD421 | CI.2017.W04.1.0002 | SCHNEIDER SM6 | LBS | 2017 | Ciracas
GD421 | 0495.17.213 | EGA | LBS | 2017 | Ciracas
JS198 | 500411660/9011-29 | ABB SAFEPLUS | LBS | 2011 | Pondok Gede
JS238 | CI-2016-W25-5-0011 | SCHNEIDER | LBS | 2016 | Pondok Gede
JS204 | 1195.17.212 | EGA | LBS | 2017 | Pondok Gede
JS204 | 12.1452 | ABB UNISWITCH | LBS | 2012 | Pondok Gede
JS204 | 27569 | GAE | PGC |  | Pondok Gede
GD430 | 0405.18.214 | EGA | PB | 2018 | Ciracas
JS34 | - | SIEMENS | LBS |  | Pondok Gede
JS196 | 244651104 | GAE | LBS |  | Pondok Gede
JS196 | 24475104 | GAE | LBS |  | Pondok Gede
MN46 | C1-2016-W45/201 | SCHNEIDER | PB | 2016 | Pondok Gede
JR207 | 0825.16.214 | EGA | PB | 2017 | Pondok Gede
CN95 | SM0702861 | SCHNEIDER | LBS MOTORISE | 2007 | Ciputat
CP511 | 0608-16-213 | EGA | LBS | 2016 | Ciputat
CN121 | 48010216 | EGA | LBS | 2016 | Ciputat
PL229 | CI-2016-W35-4-0064 | SCHNEIDER | LBS | 2016 | Pondok Kopi
PL229 | CI-2016-W35-5-0001 | SCHNEIDER | LBS | 2016 | Pondok Kopi
CK234 | 72416.212 | EGA | LBS | 2016 | Marunda
GH0124 | 7542.0213 | EGA | LBS | 2016 | Marunda
E62 | 0545.16.214 | EGA | PB | 2016 | Ciracas
E62 | 1755.16.213 | EGA | LBS | 2016 | Ciracas
GD301P | 3535.13.BL | EGA | LBS |  | Ciracas
GD301P | 1845.13.BL | EGA | LBS |  | Ciracas
GD411 | CI.2016.W53.1.0013 | SCHNEIDER SM6 | LBS |  | Ciracas
GD411 | CI.2016.W53.4.0017 | SCHNEIDER SM6 | LBS |  | Ciracas
E424 | E424_180516213 | EGA | LBS (MOTORIZE) | 2017 | Kramat Jati
BK231 | 0227.17.212 | EGA | LBS |  | Marunda
BK231 | 0134.17.213 | EGA | LBS |  | Marunda
GD57B | 0087.19.214 | EGA | PB |  | Ciracas
GD57B | 1282.18.214 | EGA | PB |  | Ciracas
PK129 | - | EGA | PB TRAFO |  | Marunda
CK190 | - | EGA | PB TRAFO |  | Marunda
PK226 | 15233099 | ORMAZABAL | LBS |  | Marunda
TP5N | TP5N | EGA | PB |  | Cempaka Putih
CGR48 | 173005052683-0331 | SIEMENS | LBS-2 | 2017 | Lenteng Agung
S22N | S 22 - PB 2 | EGA | PB 2 |  | Cempaka Putih
PM13N | C1-2017-W30-1-0023 | SCHNEIDER | PB TRAFO | 2017 | Jatinegara
E433 | 2527.17.213 e433 | EGA | LBS (MOTORIZE) | 2017 | Kramat Jati
E433 | 1450.17.214 E433 | EGA | PB | 2017 | Kramat Jati
B85 | B 85-02 | SCHNEIDER | LBS MANUAL | 2017 | Bandengan
AB195 | AB 195-01 | SCHNEIDER SM6 | LBS MOTORIZE | 2017 | Bandengan
B82B | B 82B-03 | SCHNEIDER SM6 | PB 1 | - | Bandengan
AB29 | AB 29-02 | EGA | LBS MOTORIZE | 2015 | Bandengan
GD9C | 1647.18.213 | EGA | LBS |  | Ciracas
GD9C | CI.2019.W20.2.0071 | SCHNEIDER SM6 | LBS |  | Ciracas
GD42 | 2545.17.213 | EGA | LBS | 2017 | Ciracas
GD103 | 0107.17.213 | EGA | LBS | 2017 | Ciracas
GD103 | 0355.17.212 | EGA | LBS | 2017 | Ciracas
GD103 | CI.2016.W19.2.0013 | SCHNEIDER SM6 | PB | 2016 | Ciracas
KM59 | 56617-014 | UNINDO | B1 | 2009 | Jatinegara
MB22 | MB 22-02 | FLOUKIT-M | LBS MANUAL | - | Bandengan
JR221 | C1-2017-W40-3-0 | SCHNEIDER | LBS MOTORIZE | 2017 | Pondok Gede
KG9 | 0360-15-213 | EGA | LBS |  | Tanjung Priok
KJ382 | KJ382GIKMB | EGA | PGC | 2015 | Kebon Jeruk
B29B | B 29B-02 | EGA | LBS MANUAL | 2017 | Bandengan
PM175N | PM175N | SCHENEIDER | KOPEL |  | Lenteng Agung
GD420 | 0502.17.213 | EGA | LBS | 2017 | Ciracas
PS81 | PS 81-PMT | MERLIN GERLIN SM6 | PB |  | Cempaka Putih
A11 | A11_LBS2 | SCHNEIDER SM6 | LBS |  | Bandengan
KDR315 | C1-2018-W19-3-0027 | SCHNEIDER | LBS MOTORIZE | 2018 | Cengkareng
KDR315 | 0327-18-212 | EGA | LBS MANUAL | 2018 | Cengkareng
KDR315 | 0217-18-234 | EGA | CBOG | 2018 | Cengkareng
JS248 | CI-2018-W29-2-0064 | SCHNEIDER | LBS | 2018 | Pondok Gede
GD75 | 0264.18.214 | EGA | PB |  | Ciracas
JS96 | 130162 | ABB UNIS | LBS | 2002 | Pondok Gede
JS96 | 129605 | ABB UNIS | LBS | 2002 | Pondok Gede
PS165 | PS165-PGC | EGA | PGC |  | Cempaka Putih
JW74 | 0866.16.213 | EGA | LBS MOTORIZE | 2016 | Pondok Gede
GD405 | CI.2015.W28.5.0025 | SCHNEIDER SM6 | PB |  | Ciracas
JR207 | 1688.16.213 | EGA | LBS MOTORIZE | 2017 | Pondok Gede
CN121 | 175016213 | EGA | PB TRAFO | 2016 | Ciputat
GD413 | 0066.17.214 | EGA | PB | 2017 | Ciracas
CL31 | 1765.16.213 | EGA | LBS | 2016 | Marunda
KD89 | 0371.17.212 | EGA | LBS | 2017 | Jatinegara
KD89 | 0266.17.213 | EGA | LBS MOTORIZE | 2017 | Jatinegara
PK127B | 6111.17.214 | EGA | PB 3 | 2017 | Marunda
CK15D | 0114.12.214 | EGA | PB 2 | 2017 | Marunda
T53 | T53 | KIT 25 | B2 |  | Menteng
T53 | T53 | KIT 25 | B1 |  | Menteng
GD20B | T.73005065334-0079 | SIEMENS | LBS | 2017 | Ciracas
GD20B | T.73005065334-0168 | SIEMENS | PB | 2017 | Ciracas
GD273P | 6655 | FLOUKIT M | LBS |  | Ciracas
CGR47 | 173005052683.033 | SIEMENS | LBS-2 | 2017 | Lenteng Agung
KP58 | 2001172.13 | EGA | LBS | 2017 | Marunda
BTC27 | 23622/102/11/02/E6 | GAE | PB | 2017 | Cengkareng
DT115 | DT115 | EGA | PB-1 |  | Lenteng Agung
K11N | CI-2017-W35-5-0029 | SCHNEIDER | LBS | 2017 | Jatinegara
K11N | CI-2017-W50-4-200 | SCHNEIDER | LBS | 2017 | Jatinegara
K11N | CI-2017-W40-3-200 | SCHNEIDER | ACO | 2017 | Jatinegara
K11N | 1226.17.214 | EGA | PB TRAFO | 2017 | Jatinegara
GH0239 | CI-2017-W40-2-0040 | SCHNEIDER | LBS MOTORIZE | 2017 | Jatinegara
K12N | CI-2017-W04-3-0043 | SCHNEIDER | LBS | 2017 | Jatinegara
KG239 | 1188.17.214 | EGA | PB TRAFO | 2017 | Marunda
CK144 | 0943.17.212 | EGA | LBS | 2017 | Marunda
CK144 | CI-2017-W38-4-0012 | SCHNEIDER SM6 | LBS | 2017 | Marunda
JGK23 | 173005052683-0316 | SIEMENS | LBS-2 | 2017 | Lenteng Agung
CKG175 | IDABB419010070 | ABB | LBS | 2020 | Cengkareng
KDR294 | 1195.17.214 | EGA | PB | 2017 | Cengkareng
KJ83 | KJ83SP149 | SCHNEIDER | LBS |  | Kebon Jeruk
PGL41 | 110317214 | EGA | PB | 2017 | Pondok Kopi
PB63 | 1701102 | EGA | LBS | 2017 | Pondok Kopi
KJ75 | KJ75SP97B | FLOUKIT M | LBS |  | Kebon Jeruk
KJ71 | KJ71RMU | SIEMENS | RMU |  | Kebon Jeruk
AB168 | AB 168-02 | EGA | LBS MANUAL | 2017 | Bandengan
AB168 | AB 168-03 | EGA | CBOM | 2017 | Bandengan
AB1N | AB 1N-04 | FLOUKIT-M | PB 2 | - | Bandengan
B263 | B 263-01 | ABB UNISWITCH SDC | LBS MOTORIZE | - | Bandengan
A101 | A 101-03 | EGA | PB | 2017 | Bandengan
KM29 | KM29_121182 | ABB UNISWITCH | LBS MOTORIZE | 2012 | Jatinegara
KM29 | KM29_121140 | ABB UNISWITCH | PB TRAFO | 2012 | Jatinegara
KJ39 | KJ39KJ338 | SIEMENS | PB | 2015 | Kebon Jeruk
BN48 | CI.20170W42-3-0027 | SCHNEIDER | PMT | 2017 | Menteng
KJ30 | KJ30KJ38 | EGA | LBS |  | Kebon Jeruk
KJ3 | KJ3KJ100 | SIEMENS | LBS |  | Kebon Jeruk
BT234 | BT234 | UNINDO | LBS |  | Bintaro
CD45 | CD45 | KIT 25 | PB |  | Bintaro
BT118 | BT118 | MG | PT |  | Bintaro
BT118 | BT118 | MG | B1 |  | Bintaro
CN125 | 1716-16-213 | EGA | LBS | 2016 | Ciputat
CN125 | 0512-16-214 | EGA | PB | 2016 | Ciputat
TD200 | 1508.17.213 | EGA | LBS MOTORIZE | 2017 | Ciputat
KG62 | 0521.15.209 | EGA | LBS | 2017 | Marunda
PL251 | 1527.17.214 | EGA | PB | 2017 | Pondok Kopi
PL252 | 2461.17.213 | EGA | LBS | 2017 | Pondok Kopi
D374 | D192 | EGA | PMT |  | Menteng
D374 | PGC | EGA | PGC |  | Menteng
KN243 | 0 | SCHNEIDER | PMT | 2018 | Menteng
BC279 | 1631.17.213 | EGA | LBS MOT | 2017 | Cengkareng
CB138 | 0053.18.214 | EGA | PB |  | Ciracas
CB138 | 2480.17.213 | EGA | LBS |  | Ciracas
BK258 | 0319.18.212 | EGA | LBS | 2018 | Marunda
P63 | 0330.18.234 | EGA | CBO | 2018 | Menteng
B77 | CI-2018-W43-1-0039 | SCHNEIDER SM6 | LBS MOTORIZED | 2018 | Bandengan
KL154 | CI-2018-W32-5-0013_KL154 | SCHNEIDER | LBS | 2018 | Kebon Jeruk
KL154 | CI-2018-W32-5-0058_KL154 | FLOUKIT M | PB | 2018 | Kebon Jeruk
KJ97 | CI-2018-W30-1-0008_KJ97 | SCHNEIDER | LBS | 2018 | Kebon Jeruk
KJ56 | CI-2018-W29-4-0005_KJ56 | SCHNEIDER | LBS | 2018 | Kebon Jeruk
KJ56 | CI-2018-W29-2-0030_KJ56 | SCHNEIDER | LBS | 2018 | Kebon Jeruk
KJ97 | CI-2018-W32-4-0049_KJ97 | SCHNEIDER | LBS | 2018 | Kebon Jeruk
KJ19 | CI-2018-W33-1-0010_KJ19 | SCHNEIDER | LBS | 2018 | Kebon Jeruk
KJ19 | CI-2018-W32-5-0050_KJ19 | SCHNEIDER | LBS | 2018 | Kebon Jeruk
D51B | CI-2018-W33-1-0005_D51B | GAE | LBS | 2018 | Kebon Jeruk
D51B | CI-2018-W32-4-0005_D51B | GAE | PB | 2018 | Kebon Jeruk
PL257 | 1402.17.214 | EGA | PB | 2017 | Pondok Kopi
PL257 | Cl - 2018 - W32 - 3 -0047 | SCHNEIDER SM6 | LBS | 2018 | Pondok Kopi
PL257 | Cl - 2018 - W30 - 2-0054 | SCHNEIDER SM6 | LBS | 2018 | Pondok Kopi
SP234 | CI-2018-W35-5-0011_SP234 | SCHNEIDER | LBS | 2018 | Kebon Jeruk
SP234 | CI-2018-W33-1-0043_SP234 | FLOUKIT M | PB | 2018 | Kebon Jeruk
DT27 | 1356.17.214 | EGA | PB TRAFO | 2017 | Jatinegara
E431 | E431 CI-2017W38-4-0035 | SCHNEIDER | LBS (MOTORIZE) | 2017 | Kramat Jati
E431 | E431 CI-2017W38-4-0030 | SCHNEIDER | LBS (MOTORIZE) | 2017 | Kramat Jati
T83 | - | EGA | PB1 | 2018 | Menteng
SP157 | SP157-KJ24 | EGA | LBS | 2016 | Kebon Jeruk
CNK24 | 2422-17-213 | EGA | LBS MOTORIZE | 2017 | Ciputat
SP11A | SP11A-GI | GAE | LBS | 2010 | Kebon Jeruk
SP11A | SP11A-SP11B | GAE | PB | 2010 | Kebon Jeruk
SP114 | SP114-DK70 | KIT 27.2 | LBS |  | Kebon Jeruk
SP114 | SP114-TRAFO | KIT 27 | PB TRAFO |  | Kebon Jeruk
SP111 | SP111-KJ12 | FLOUKIT M | LBS |  | Kebon Jeruk
SP111 | SP111-KJ101 | FLOUKIT M | LBS |  | Kebon Jeruk
SP111 | SP111-TRAFO | FLOUKIT M | PB TRAFO 1 |  | Kebon Jeruk
SP111 | SP111-PB | ABB UNISWITCH | PB TRAFO 2 |  | Kebon Jeruk
SP107A | SP107A-KJ127 | FLUOKIT M | LBS |  | Kebon Jeruk
SP107A | SP107A-TRAFO1 | KIT 27.2 | PB |  | Kebon Jeruk
SP107A | SP107A-TRAFO2 | KIT 27.2 | PB |  | Kebon Jeruk
KM56 | 1349.17.214 | EGA | PB | 2017 | Jatinegara
K199 | 1653.17.234 | EGA | LBS | 2017 | Jatinegara
BK236N | 3471.17.213 | EGA | LBS | 2018 | Marunda
B54A | B54A-01 | EGA | LBS | 2017 | Bandengan
B54A | B54A-03 | EGA | PB | 2017 | Bandengan
B97N | B 97N-02 | GAE GLS | LBS |  | Bandengan
B97N | B 97N-03 | ABB UNISWITCH | CBOG |  | Bandengan
B168 | B 168-02 | GAE GLS | LBS MANUAL | 2004 | Bandengan
B168 | B 168-03 | ABB BC5 | PB | 2004 | Bandengan
B197 | B 197-01 | SCHNEIDER SM6 | LBS MOTORIZE | 2017 | Bandengan
B197 | B 197-02 | EGA | LBS MANUAL | 2017 | Bandengan
B197 | B 197-03 | EGA | PB | 2017 | Bandengan
AB34C | AB 34C-01 | EGA | LBS MOTORIZE | 2017 | Bandengan
AB34C | AB 34C-03 | EGA | PB | 2017 | Bandengan
AB105 | AB 105-01 | EGA | LBS MOTORIZE | 2017 | Bandengan
AB105 | AB 105-03 | EGA | PB | 2017 | Bandengan
KDR308 | 1864-17-213 | EGA | LBS | 2017 | Cengkareng
JS26 | - | UNINDO FLOUKIT M | PB | - | Pondok Gede
MK141 | 38018212 | EGA | LBS |  | Bandengan
A160P | A160P_LBS1 | EGA | LBS |  | Bandengan
A160P | A160P_PB | EGA | PB TRAFO |  | Bandengan
KG220 | W46-3-0027 | SCHNEIDER | LBS |  | Marunda
GD74A | 1563.17.213 | EGA | LBS |  | Ciracas
PM182 | CI-2017-W30-3-0016 | SCHNEIDER | LBS | 2017 | Jatinegara
TB51 | CI-2012-W21-3-0005 | SCHNEIDER | LBS | 2012 | Jatinegara
TB51 | CI-2012-W20-3-0019 | SCHNEIDER | CBOM | 2012 | Jatinegara
TB51 | CI-2012-W21-1-0030 | SCHNEIDER | LBS | 2012 | Jatinegara
TB51 | CI-2012-W21-2-0001 | SCHNEIDER | LBS | 2012 | Jatinegara
RG108P | RG 108 | EGA | LBS-2 |  | Lenteng Agung
CD400 | 0433.17.212 | EGA | LBS | 2017 | Bintaro
CD398 | 1315.17.212 | EGA | LBS | 2017 | Bintaro
CD398 | 1232.17.214 | EGA | PB | 2017 | Bintaro
CD399 | 1318.17.212 | EGA | LBS | 2017 | Bintaro
GH0141 | SM0603373 | SCHNEIDER | LBS RC | 2006 | Ciputat
GH0141 | CL-2016-WO2-2 | SCHNEIDER | LBS | 2016 | Ciputat
CB137 | 0397.17.212 | EGA | LBS | 2017 | Ciracas
RG207 | 0489.17.212 | EGA | LBS-1 |  | Lenteng Agung
GH0424 | 0636.15.213 | EGA | LBS RC | 2015 | Ciputat
GH0413 | 0605.15.209 | EGA | LBS RC | 2015 | Ciputat
GH0413 | 0637.15.209 | EGA | LBS RC | 2015 | Ciputat
GH0413 | 0243.17.212 | EGA | LBS RC | 2017 | Ciputat
GD422 | 63817214 | EGA | MV CELL PB | 2017 | Ciracas
RG208 | 1161-17-214 | EGA | PB-1 |  | Lenteng Agung
JGK24 | C1-2017-W04-2-0036 | SCHNEIDER | LBS-1 |  | Lenteng Agung
D376 | CI.2017.W42.3.0032 | SCHNEIDER | PMT | 2017 | Menteng
KP34 | - | EGA | LBS |  | Marunda
PB59 | 0866.17.212 | EGA | LBS | 2017 | Pondok Kopi
PL248 | 1750.17.213 | EGA | LBS | 2017 | Pondok Kopi
PIK40P | 0390.16.214 | EGA | LBS |  | Bandengan
PIK40P | 1537.16.213 | EGA | LBS |  | Bandengan
PIK40P | 0607.16.212 | EGA | PB |  | Bandengan
CNK24 | 1333-17-213 | EGA | PB | 2017 | Ciputat
GD169 | 1219.17.214 | EGA | PB |  | Ciracas
CK235 | 0401.17.213 | EGA | LBS | 2017 | Marunda
CK235 | 0403.17.213 | EGA | LBS | 2017 | Marunda
BK236N | 0361.17.214 | EGA | PB | 2017 | Marunda
B97N | B 97N-01 | FLOUKIT-M | LBS |  | Bandengan
CP42 | 9E62688K02 | UNINDO FLUOKIT M | LBS | 2017 | Ciputat
CN60 | 1588.17.213 | EGA | LBS MOTORIZE | 2017 | Ciputat
CKG181 | Nomor Seri . 1281.21.213 | EGA | LBS Motorized | 2021 | Cengkareng
SP105 | SP105-KJ64 | SCHNEIDER | LBS | 2010 | Kebon Jeruk
SP105 | SP105-SP85 | GAE | LBS | 2016 | Kebon Jeruk
GH0213 | GH 213-16 | SCHNEIDER SM6 | LBS MOTORIZE | 2017 | Bandengan
GH0213 | GH 213-17 | SCHNEIDER SM6 | LBS MOTORIZE | 2017 | Bandengan
KB165 | CI-2017-W07-3-0029 | SCHNEIDER | LBS | 2017 | Jatinegara
KB165 | 1319.17.214 | EGA | PB | 2017 | Jatinegara
MB4 | MB 4-03 | EGA | PB | 2017 | Bandengan
A68 | A 68-01 | SCHNEIDER SM6 | CBO RC | 2017 | Bandengan
A68 | A 68-03 | EGA | PB | 2017 | Bandengan
B47BIS | B 47BIS-02 | EGA | LBS MANUAL | 2017 | Bandengan
GH0015 | GH 15-01 | EGA | LBS MOTORIZE | 2017 | Bandengan
GH0015 | GH 15-04 | EGA | LBS MOTORIZE | 2017 | Bandengan
GH0015 | GH 15-05 | EGA | LBS MOTORIZE | 2017 | Bandengan
PML3 | 1599.14.212 | EGA | LBS | 2017 | Ciputat
CP139 | S.9502776 | SCHNEIDER | LBS |  | Ciputat
CP139 | 042.15.211/2015 | EGA | PB | 2015 | Ciputat
CN29 | T73005555599-074 | SIEMENS | LBS | 2018 | Ciputat
K63 | C1-2015-W20-6-0026 | SCHNEIDER | PB1 | 2015 | Jatinegara
K63 | T73005442627-0013 | SIEMENS | LBS | 2017 | Jatinegara
KM9 | 1350.17.214 | EGA | PB2 | 2015 | Jatinegara
KM9 | 0224.15.209 | EGA | LBS | 2015 | Jatinegara
E82 | E82-W2060018 | SCHNEIDER | LBS | 2018 | Kramat Jati
E82 | E82-W2310001 | SCHNEIDER | LBS (MOTORIZE) | 2018 | Kramat Jati
E82 | E82-105018214 | EGA | PB TRAFO | 2018 | Kramat Jati
E82 | E82-022318214 | EGA | PB TRAFO | 2018 | Kramat Jati
RM91 | C1-2018-W38-3-0015 | SM 6 | LBS | 2018 | Cempaka Putih
CKG186 | 1830.18.213 | EGA | LBS MOTORIZE | 2018 | Cengkareng
GD420 | 0599.17.212 | EGA | LBS | 2017 | Ciracas
GD424 | 1378.17.212 | EGA | LBS | 2017 | Ciracas
K221 | W28-6-0010 | SCHNEIDER | PB | 2019 | Menteng
A24 | A24_A23 | SCHNEIDER | LBS |  | Bandengan
DB109K | 2228.17.213 | EGA | LBS |  | Bandengan
CSL8 | 1542.18.213 | EGA | LBS | 2016 | Ciracas
CSL8 | 1629.18.213 | EGA | LBS | 2018 | Ciracas
CSL8 | 1071.18.214 | EGA | PB | 2018 | Ciracas
JS244 | 0332.17.218 | EGA | CBO | 2017 | Pondok Gede
E288P | CV06-5145/006 | SIEMENS | LBS | 1993 | Pondok Gede
PD63 | 0839.16.213 | EGA | LBS | 2016 | Pondok Gede
PD63 | SM0401819 | MERLIN GERLIN SM6 | LBS | - | Pondok Gede
MB106 | MB106-0931/18/212-1 | EGA | LBS | 2018 | Bandengan
MB106 | MB106-1819/18/213-2 | EGA | LBS | 2018 | Bandengan
MB106 | MB106-0212/18/234 | EGA | CBOM |  | Bandengan
KD47B | Cl - 2018 - W33 - 1 - 001 | SCHNEIDER | LBS | 2018 | Pondok Kopi
KD47B | Cl - 2018 - W36 - 1 - 001 | SCHNEIDER | LBS | 2018 | Pondok Kopi
PL42 | 3526.17.213 | EGA | LBS | 2017 | Pondok Kopi
PL42 | 3573.17.213 | EGA | LBS | 2017 | Pondok Kopi
PL42 | 0329.18.214 | EGA | PB | 2018 | Pondok Kopi
PG323 | 3512.17.213 | EGA | LBS | 2017 | Pondok Kopi
PG323 | 3015.17.213 | EGA | LBS | 2017 | Pondok Kopi
PG323 | 0358.18.214 | EGA | PB | 2018 | Pondok Kopi
PL45 | 2018CSF63110 | ORMAZABAL | LBS | 2018 | Pondok Kopi
PL45 | 2018CSF63109 | ORMAZABAL | LBS | 2018 | Pondok Kopi
PL45 | 2018CSF61054 | ORMAZABAL | PB | 2018 | Pondok Kopi
RWBG | 3400.17.213 | EGA | LBS | 2017 | Pondok Kopi
RWBG | 3215.17.213 | EGA | LBS | 2017 | Pondok Kopi
BK85 | - | FLUOKIT M | PB TRAFO |  | Marunda
KP9 | - | SCHNEIDER SM6 | PB TRAFO |  | Marunda
KM56 | 1657.17.234 | EGA | CBO PENYULANG | 2017 | Jatinegara
K199 | 1332.17.214 | EGA | PB | 2017 | Jatinegara
CKG176 | 1313.17.212 | EGA | LBS | 2017 | Cengkareng
AB103 | AB 103-2 | EGA | LBS MANUAL | 2017 | Bandengan
AB103 | AB 103-4 | EGA | PB | 2017 | Bandengan
PIK14 | PIK 14-02 | ABB UNISWITCH SDC | LBS MOTORIZE | 2007 | Bandengan
PIK14 | PIK 14-03 | EGA | PB | 2010 | Bandengan
TA48 | TA 48-01 | SCHNEIDER SM6 | CBO RC | 2017 | Bandengan
TA48 | TA 48-02 | EGA | LBS MANUAL | 2017 | Bandengan
TA48 | TA 48-03 | EGA | PB | 2017 | Bandengan
AB4 | AB 4-01 | SCHNEIDER SM6 | LBS MOTORIZE | 2017 | Bandengan
AB4 | AB 4-02 | EGA | LBS MANUAL | 2007 | Bandengan
AB4 | AB 4-03 | EGA | PB | 2007 | Bandengan
AB111 | AB 111-01 | SCHNEIDER SM6 | LBS MOTORIZE | 2017 | Bandengan
AB111 | AB 111-02 | EGA | LBS MANUAL | 2017 | Bandengan
AB111 | AB 111-03 | SCHNEIDER SM6 | PB | 2017 | Bandengan
AB124 | AB 124-01 | SCHNEIDER SM6 | LBS MOTORIZE | 2017 | Bandengan
AB124 | AB 124-02 | FLOUKIT-M | LBS MANUAL | - | Bandengan
AB124 | AB 124-03 | SCHNEIDER SM6 | PB | 2017 | Bandengan
AB124 | AB 124-04 | FLOUKIT-M | PB | - | Bandengan
B40B | B 40B-01 | EGA | LBS MOTORIZE | 2017 | Bandengan
B40B | B 40B-02 | EGA | LBS MANUAL | 2017 | Bandengan
B40B | B 40B-03 | EGA | PB | 2017 | Bandengan
B40B | B 40B-04 | FLOUKIT-M | PB | - | Bandengan
B47BIS | B 47BIS-01 | EGA | LBS MOTORIZE | 2017 | Bandengan
B47BIS | B 47BIS-03 | EGA | PB | 2017 | Bandengan
GH0015 | GH 15-02 | EGA | LBS MOTORIZE | 2017 | Bandengan
GH0015 | GH 15-03 | EGA | LBS MOTORIZE | 2017 | Bandengan
GH0015 | GH 15-06 | EGA | LBS MOTORIZE | 2017 | Bandengan
GH0015 | GH 15-07 | EGA | LBS MOTORIZE | 2017 | Bandengan
JR54 | T73005555599-0040 | SIEMENS | LBS |  | Ciracas
DT111 | DT111 | CONTACT PLASMA | LBS-2 |  | Lenteng Agung
KG62 | 0425.15.209 | EGA | LBS | 2017 | Marunda
KG239 | 1754.17.213 | EGA | LBS | 2017 | Marunda
JW84 | 1035.17.214 | EGA | PB | 2017 | Pondok Gede
JS245 | 0945.17.212 | EGA | LBS | 2017 | Pondok Gede
JS245 | 1025.17.214 | EGA | PB | 2017 | Pondok Gede
AB292 | AB292_LBS1 | EGA | LBS |  | Bandengan
SD48N | - | SCHNEIDER SM6 | LBS |  | Tanjung Priok
SD48N | - | SCHNEIDER SM6 | PGC |  | Tanjung Priok
SD80 | - | SCHNEIDER SM6 | PGC |  | Tanjung Priok
SD85 | - | EGA | PB TRAFO |  | Tanjung Priok
KJ21 | KJ21-LBS1 | ABB | LBS MANUAL |  | Kebon Jeruk
KJ21 | KJ21-LBS2 | FLOUKIT M | LBS MANUAL |  | Kebon Jeruk
KJ21 | KJ21-LBS PB | ABB | PB TRAFO |  | Kebon Jeruk
KJ222 | KJ222-LBS RMU | UNINDO AREVA | RMU |  | Kebon Jeruk
KJ224 | KJ224-LBS1 | SCHNEIDER | LBS MANUAL | 2018 | Kebon Jeruk
KJ224 | KJ224-LBS2 | MG | LBS MANUAL |  | Kebon Jeruk
KJ224 | KJ224-LBS CBOM | MG | PGC |  | Kebon Jeruk
E429 | E429-008917213 | EGA | LBS (MOTORIZE) | 2017 | Kramat Jati
E418 | E418-032316212 | EGA | LBS | 2016 | Kramat Jati
E418 | E418-3425131B2 | EGA | LBS | 2013 | Kramat Jati
KJ231 | KJ231-LBS PB | SCHNEIDER | PB TRAFO |  | Kebon Jeruk
KJ232 | KJ232-LBS2 | EGA | LBS MANUAL |  | Kebon Jeruk
SP170 | SP170-KJ291 | SCHNEIDER | LBS |  | Kebon Jeruk
SP170 | SP170-SP183 | MG | PB |  | Kebon Jeruk
TP120 | CI-2017-W44-5-0030 | SCHNEIDER SM6 | PMT | 2017 | Cempaka Putih
DT27 | CI-2017-W30-6-0026 | SCHNEIDER | LBS MOTORIZE | 2017 | Jatinegara
GD169 | 1656.17.213 | EGA | LBS |  | Ciracas
KM56 | CI-2017-W06-3-0035 | SCHNEIDER | LBS | 2017 | Jatinegara
CKG176 | 1319-17-212 | EGA | LBS | 2017 | Cengkareng
CKG176 | 1324-17-212 | EGA | PB | 2017 | Cengkareng
KG255 | 0849.16.212 | EGA | LBS | 2016 | Marunda
AB4B | AB 4B-01 | EGA | LBS MOTORIZE | 2017 | Bandengan
AB4B | AB 4B-02 | EGA | LBS MANUAL | 2017 | Bandengan
DB6 | 0869.17.214 | EGA | PB 3 |  | Bandengan
GD275P | T73005442541-0040 | SIEMENS | LBS | 2017 | Ciracas
TP121 | 1385.17.212 | EGA | PMT | 2017 | Cempaka Putih
TP121 | 1336.17.212 | EGA | PB TRAFO | 2017 | Cempaka Putih
T421P | T421P | SCHNEIDER | PMT |  | Menteng
DT111 | DT111 | CONTACT PLASMA | PB-1 |  | Lenteng Agung
DT118 | DT118 | EGA | LBS-1 |  | Lenteng Agung
CP441 | 2799.17.213 | EGA | LBS MOTORIZE | 2017 | Ciputat
CN5 | 1614.17.212 | EGA | LBS | 2017 | Ciputat
AB94 | AB 94_PB TRAFO | MG VERCORS M6 | PB TRAFO |  | Bandengan
AB94 | AB 94_PT | MG VERCORS M6 | PT |  | Bandengan
TP100 | PMT-KOPEL 1 | EGA | KOSONG |  | Cempaka Putih
PK246 | 1032 | EGA | LBS | 2017 | Marunda
PK246 | 1767 | EGA | LBS | 2017 | Marunda
GD185 | T73005442541-0070 | SIEMENS | LBS | 2017 | Ciracas
K11B | T73005442624-0044 | SIEMENS | LBS MOTORIZE | 2017 | Jatinegara
K11B | T73005442624-0120 | SIEMENS | PB TRAFO | 2017 | Jatinegara
K99B | T73005442624-0043 | SIEMENS | LBS | 2018 | Jatinegara
K66L | K66L_ T73005442624-0015 | SIEMENS | PB TRAFO | 2018 | Jatinegara
K66L | K66L_T73005442541-0039 | SIEMENS | PB TRAFO | 2018 | Jatinegara
MK399 | MK 399-01 | SCHNEIDER SM6 | LBS MOTORIZE | 2017 | Bandengan
PM92 | PM92 | SIEMENS | LBS-1 |  | Lenteng Agung
PIK7 | PIK 7-01 | SCHNEIDER RM6 | LBS MANUAL | 2015 | Bandengan
TD288N | 176043 | FLUOKIT M Retrovit | LBS | 2017 | Ciputat
CK234 | - | EGA | PB |  | Marunda
CP520 | 1753-16-213 | EGA | LBS | 2016 | Ciputat
JW50 | CI-2012-W42-3-0034 | SCHNEIDER | LBS | 2012 | Pondok Gede
JS151 | 1445.17.213 (MOT) | EGA | LBS | 2017 | Pondok Gede
GD423 | 1121.17.214 | EGA | PB | 2017 | Ciracas
E320P | 0827.15.209 | EGA | LBS | 2015 | Pondok Gede
E320P | 0827.15.209 | EGA | LBS | 2015 | Pondok Gede
E320P | SM1011077CI | SCHNEIDER SM6 | PB |  | Pondok Gede
T17B | 0393.18.214 | EGA | PB |  | Menteng
BC82 | C1-2108-W30-1-0039 | SCHNEIDER | PGC | 2018 | Cengkareng
E170 | CI-2016-W50-1-0047 | SCHNEIDER | LBS | 2017 | Pondok Gede
CD407 | CI-2018-W32-5-0009 | SCHNEIDER | LBS | 2018 | Bintaro
JR174 | 3233.13.BL | EGA | LBS | 2013 | Pondok Gede
JTR1 | CI-2016-W35-4-0059 | SCHNEIDER | LBS | 2016 | Pondok Gede
JTR1 | CI-2017-W37-4-0032 | SCHNEIDER | LBS | 2017 | Pondok Gede
DT80 | DT80 | SCHNEIDER | KOPEL |  | Lenteng Agung
DT80 | DT80 | SCHNEIDER | KOPEL |  | Lenteng Agung
PM117 | PM117 | EGA | CBOG-1 |  | Lenteng Agung
GH0055 | 0205.17.213 | EGA | LBS | 2017 | Pondok Gede
CN62 | CSF63017 | ORMAZABAL | LBS | 2017 | Ciputat
CN62 | CSF63087 | ORMAZABAL | PB | 2017 | Ciputat
E306 | E306-03730180214 | EGA | PB POWER BANK | 2018 | Kramat Jati
A29 | A29_LBS2 | SCHNEIDER | LBS |  | Bandengan
GH0073 | CI-2018-W08-4-0023 | SCHINEIDER | LBS MOT | 2018 | Cengkareng
CK58 | W22-1-0004 | SCHNEIDER | LBS |  | Marunda
PK201 | W21-1-0057 | SCHNEIDER | LBS |  | Marunda
KG110N | S/N 1702389 | EGA | LBS |  | Marunda
KG110N | S/N 1608060 | EGA | LBS |  | Marunda
KG110N | - | AREVA | LBS |  | Marunda
CK47 | S/N 1803245 | EGA | LBS |  | Marunda
CK47 | S/N 18041656 | EGA | PGC 1 |  | Marunda
JS171 | 1354.17.213 | EGA | LBS | 2017 | Pondok Gede
BDS20K | BDS20K-2017-1 | ORMAZABAL | LBS | 2017 | Bandengan
BDS20K | BDS20K-2017-2 | ORMAZABAL | LBS | 2017 | Bandengan
BDS20K | BDS20K/2018CSF61052 | ORMAZABAL | PB | 2018 | Bandengan
JR100 | 3688.17.213 | EGA | LBS MOTORIZED | 2017 | Pondok Gede
JR158 | 0654.17.214 | EGA | PB | 2017 | Pondok Gede
CB60 | 1132.17.213 | EGA | LBS | 2017 | Pondok Gede
E314 | E314-W5040021 | SCHNEIDER | LBS | 2017 | Kramat Jati
E314 | E314-W1250021 | SCHNEIDER | CBOG | 2014 | Kramat Jati
E314 | E314-18041862 | EGA | LBS | 2018 | Kramat Jati
CK40 | 0255.16.214 | EGA | PB | 2016 | Marunda
KG39 | 1115S145 | ORMAZABAL | LBS | 2010 | Marunda
KG47 | 1037S156 | ORMAZABAL | LBS | 2010 | Marunda
KG47 | 1119S045 | ORMAZABAL | LBS | 2010 | Marunda
KG47 | 1035S018 | ORMAZABAL | PT | 2010 | Marunda
KG55 | SM0300087 | MERLIN GERLIN SM6 | PGC |  | Marunda
T415 | W49-1-0052 | SCHNEIDER | PMT | 2016 | Menteng
CD380 | 0199.16.212 | EGA | LBS | 2016 | Bintaro
GH312X | GH312X | GAE | PMT |  | Cempaka Putih
GH312X | GH312X | GAE | PMT |  | Cempaka Putih
GH312X | GH312X | GAE | PB |  | Cempaka Putih
CD357 | 0755.16.212 | EGA | LBS | 2016 | Bintaro
CD357 | 0757.16.212 | EGA | LBS | 2016 | Bintaro
SC6 | 0007-17-212-2017 | EGA | PMT | 2017 | Cempaka Putih
K23B | 1050.17.212 | EGA | LBS | 2017 | Jatinegara
K194 | T73005032314-0055 | SIEMENS | LBS | 2017 | Jatinegara
KDR283P | - | SIEMENS | LBS | 2016 | Cengkareng
BK192 | 0861-12.213 | EGA | LBS | 2012 | Marunda
CK92 | 2174.17.213 | EGA | LBS | 2017 | Marunda
K99B | T73005442624-0084 | SIEMENS | PB | 2018 | Jatinegara
KB64 | T73005442627-0049 | SIEMENS | LBS | 2018 | Jatinegara
PML5 | C1-2018-W03-3-0049 | SCHNEIDER | PB | 2018 | Ciputat
CKG183 | 37718234 | EGA | PGC | 2018 | Cengkareng
JR230 | W2350033 | SCHNEIDER | PB | 2018 | Pondok Gede
PDB2 | 0340.18.214 | EGA | PB | 2018 | Cengkareng
JS141P | - | MERLIN GERIN | PB | - | Pondok Gede
JS26 | CI-2016-W48-3-0044 | SCHNEIDER | LBS | 2016 | Pondok Gede
MN3 | - | SCHNEIDER | LBS | - | Pondok Gede
PD39 | 2102.17.213 | EGA | LBS | 2017 | Pondok Gede
DB109K | 1213.17.214 | EGA | PB |  | Bandengan
PD4 | PD4-63204 | ORMAZABAL | LBS | 2018 | Kramat Jati
PD4 | PD4-63156 | ORMAZABAL | LBS | 2018 | Kramat Jati
JS251 | 0661.18.212 | EGA | LBS | 2018 | Pondok Gede
JS251 | 1527.18.213 | EGA | LBS MOTORIZED | 2018 | Pondok Gede
JW94 | 1619.18.213 | EGA | LBS MOTORIZED | 2018 | Pondok Gede
JW93 | 0843.18.212 | EGA | LBS | 2018 | Pondok Gede
JW93 | 1237.18.214 | EGA | PB | 2018 | Pondok Gede
JW90 | CI.2018.W35.4.0021 | SCHNEIDER | LBS MOTORIZED | 2018 | Pondok Gede
JW90 | CI. 2018.W36.1.0004 | SCHNEIDER | LBS MOTORIZED | 2018 | Pondok Gede
JW90 | CI.2018.W36.2.0055 | SCHNEIDER | LBS MOTORIZED | 2018 | Pondok Gede
JW90 | CI. 2018.W23.1.0017 | SCHNEIDER | CBO | 2018 | Pondok Gede
JW90 | CI. 2018.W43.1.0032 | SCHNEIDER | LBS | 2018 | Pondok Gede
KG107 | W22-1-003 | SCHNEIDER | LBS |  | Marunda
KG107 | S/N 17111096 | EGA | LBS |  | Marunda
CK11 | S/N 1711427 | EGA | LBS |  | Marunda
CK11 | S/N 1803249 | EGA | LBS |  | Marunda
CK11 | S/N 17121395 | EGA | LBS |  | Marunda
CK11 | S/N 1712131 | EGA | PB |  | Marunda
KG94 | S/N 1712530 | EGA | LBS |  | Marunda
KG94 | S/N 17111091 | EGA | LBS |  | Marunda
T439 | 0847.17.212 | EGA | PMT | 2018 | Menteng
T439 | 1595.18.213 | EGA | PMT | 2018 | Menteng
T439 | 1017.18.214 | EGA | PB | 2018 | Menteng
E243 | CI.2019.W07.3.0025 | SCHNEIDER SM6 | LBS |  | Ciracas
CL13 | S/N 17111237 | EGA | LBS |  | Marunda
GD357P | 618.13.BF | EGA | PB | 2013 | Ciracas
GD149 | 2957.18.214 | EGA | PB |  | Ciracas
GD149 | 1651.18.213 | EGA | LBS |  | Ciracas
GD149 | 1556.18.213 | EGA | LBS |  | Ciracas
GD111 | CI.2018.W35.4.0022 | SCHNEIDER SM6 | LBS |  | Ciracas
GD111 | CI.2018.W35.4.0052 | SCHNEIDER SM6 | LBS |  | Ciracas
GD111 | 1271.18.214 | EGA | PB |  | Ciracas
KDR313 | C1.2018.W20.1.0025 | SCHNEIDER | LBS MOT | 2018 | Cengkareng
PTR3 | 502225057/3001-004 | ABB | PB |  | Cengkareng
KB163P | 0 | EGA | CBOM MOTORIZE |  | Bulungan
KG45 | 0209.16.212 | EGA | LBS | 2016 | Marunda
PK162 | W02.5.0031 | SCHNEIDER SM6 | LBS | 2015 | Marunda
PK162 | W02.1.0021 | SCHNEIDER SM6 | PGC | 2015 | Marunda
CD389 | 0753.16.212 | EGA | LBS | 2016 | Bintaro
CD389 | 0422.16.214 | EGA | PB | 2016 | Bintaro
MK207 | 4220010 | SCHNEIDER | LBS | 2017 | Cengkareng
CD357 | 0533.16.214 | EGA | PB | 2016 | Bintaro
BT342 | 1514.16.213 | EGA | LBS | 2016 | Bintaro
BT381 | 0768.16.212 | EGA | LBS | 2016 | Bintaro
BT381 | 0767.16.212 | EGA | LBS | 2016 | Bintaro
BT381 | 0062.17.214 | EGA | PB | 2016 | Bintaro
BT360 | 0752.16.212 | EGA | LBS | 2016 | Bintaro
BT360 | 0535.16.214 | EGA | PB | 2016 | Bintaro
B82A | B82A-05 | MG VERCORS 6 | PB |  | Bandengan
SC6 | CI-2017-W20-3-0033 | SCHNEIDER SM6 | PGC | 2017 | Cempaka Putih
K194 | T73005032314-0038 | SIEMENS | LBS MOTORIZE | 2017 | Jatinegara
K9 | T73005442624-0015 | SIEMENS | LBS | 2018 | Jatinegara
K9 | T73005442624-0039 | SIEMENS | PB | 2018 | Jatinegara
K212N | CI-2017-W52-5-0034 | SCHNEIDER | LBS | 2017 | Jatinegara
TD150A | 1686.17.214 | EGA | PB | 2017 | Ciputat
DT118 | DT118 | EGA | LBS-2 |  | Lenteng Agung
DT118 | DT118 | EGA | CBOG-1 |  | Lenteng Agung
TD464 | 2631.17.213 | EGA | LBS MOTORIZE | 2017 | Ciputat
CP440 | 2788.17.213 | EGA | LBS MOTORIZE | 2017 | Ciputat
CP451 | 2766.17.213 | EGA | LBS MOTORIZE | 2017 | Ciputat
AB94 | AB 94_PGDB | MG VERCORS M6 | PGDB |  | Bandengan
TP100 | GI TANAH TINGGI - PMT - T | SCHNEIDER SM6 | PMT |  | Cempaka Putih
K307P | 3171-17-213 | EGA | LBS MOTORIZE | 2018 | Menteng
JS151 | - | UNINDO FLUOKIT M | B1 |  | Pondok Gede
CK35 | S/N 1805117 | EGA | LBS |  | Marunda
BT399 | CI-2018-W42-1-0065 | SCHNEIDER | LBS | 2018 | Bintaro
BT399 | CI-2018-W19-3-0011 | SCHNEIDER | LBS | 2018 | Bintaro
BT399 | CI-2018-W30-3-0036 | SCHNEIDER | CBOG | 2018 | Bintaro
JR160 | 0665.15.213 | EGA | LBS MOTORIZED | 2015 | Pondok Gede
JR160 | CI.2012.W21.1.0029 | SCHNEIDER | PGC | 2012 | Pondok Gede
E398 | E 398 | SCHNEIDER | LBS ACO 2 | 2018 | Kramat Jati
GD380 | CI.2018.W22.1.0001 | SCHNEIDER SM6 | LBS |  | Ciracas
GD380 | - | SCHNEIDER SM6 | LBS |  | Ciracas
RG113P | RG 113P | ORMAZABAL | LBS-1 |  | Lenteng Agung
RG113P | RG 113P | ORMAZABAL | LBS-2 |  | Lenteng Agung
BK255 | 501670294/1011-012 | ABB SAFEPLUS | LBS | 2016 | Marunda
BK255 | 501670294/1021-008 | ABB SAFEPLUS | PB | 2016 | Marunda
KM30 | CI-2018-W20-5-0010 | SCHNEIDER | CBO | 2018 | Jatinegara
E224 | CI-2018-W20-4-0043 | SCHNEIDER | CBO PENYULANG | 2018 | Jatinegara
KM5 | CI-2018-W22-2-0017 | SCHNEIDER | CBOG | 2018 | Jatinegara
CP525 | 0142.17.212 | EGA | LBS | 2017 | Ciputat
CP525 | 076.17.214 | EGA | PB | 2017 | Ciputat
MK393N | MK393N/EJ/051 | EGA | PB | 2018 | Bandengan
KG138 | - | EGA | LBS | 2018 | Marunda
RG134 | RG 134 | ORMAZABAL | LBS-1 |  | Lenteng Agung
RG134 | RG 134 | ORMAZABAL | LBS-2 |  | Lenteng Agung
RG134 | RG 134 | ORMAZABAL | PB-1 |  | Lenteng Agung
SC9 | 1322.17.212 | EGA | PMT | 2017 | Cempaka Putih
BK262 | Cl-2018-W20-1-0043 | SCHNEIDER | LBS | 2018 | Marunda
BK262 | CI-2018-W29-6-0043 | SCHNEIDER | LBS | 2018 | Marunda
BK262 | 0235.18.234 | EGA | PGC | 2018 | Marunda
BK249 | 2688-17.213 | EGA | LBS | 2017 | Marunda
PK257 | C1-2018-W31-5-0024 | SCHNEIDER | LBS | 2018 | Marunda
TB17 | CI-2018-W19-2-0006 | SCHNEIDER | LBS | 2018 | Jatinegara
TB17 | SM0401322 | MERLIN GERLIN | CBO | 2015 | Jatinegara
TB17 | CI-2018-W28-6-0021 | SCHNEIDER | ACO | 2018 | Jatinegara
KM118 | CI-2018-W19-6-0004 | SCHNEIDER | LBS | 2018 | Jatinegara
PM24BIS | PM24BIS_T73005065334-0022 | SIEMENS | LBS | 2017 | Jatinegara
BK261 | CI-2016-W20-2-0011 | SCHNEIDER | LBS | 2016 | Marunda
BK261 | CI-2018-W20-2-0019 | SCHNEIDER | LBS | 2018 | Marunda
BK261 | CI-2018-W31-1-0043 | SCHNEIDER | LBS | 2018 | Marunda
BK261 | - | SCHNEIDER | LBS | 2018 | Marunda
PM289 | PM 289 | EGA | CBOG-2 |  | Lenteng Agung
PK257 | C1-2015-W37-5-0035 | SCHNEIDER | LBS | 2015 | Marunda
PK132 | W32.3.0046 | SCHNEIDER SM6 | LBS | 2015 | Marunda
PK132 | W45.1.0016 | SCHNEIDER SM6 | LBS | 2015 | Marunda
CD380 | 0266.16.212 | EGA | LBS | 2016 | Bintaro
CD389 | 0265.16.212 | EGA | LBS | 2016 | Bintaro
BT342 | 0602.16.212 | EGA | LBS | 2016 | Bintaro
BT342 | 0471.16.214 | EGA | PB | 2016 | Bintaro
BT360 | 1642.16.213 | EGA | LBS | 2016 | Bintaro
CD387 | 1719.16.213 | EGA | LBS | 2016 | Bintaro
CD387 | 0721.16.212 | EGA | LBS | 2016 | Bintaro
SP58 | 16617212 | EGA | LBS | 2017 | Kebon Jeruk
SP58 | 2017W034005 | SCHNEIDER | PB | 2017 | Kebon Jeruk
CL18 | 0162.17.216 | EGA | LBS | 2017 | Marunda
BK106 | 2321.17.213 | EGA | LBS | 2017 | Marunda
PK129 | 0861.12.213 | EGA | LBS | 2012 | Marunda
TP28N | TP 28 - KOPEL ACO 1-2 | EGA | PMT |  | Cempaka Putih
CP147 | 1498.17.214 | EGA | PB | 2017 | Ciputat
CP522 | 0069-17.213 | EGA | LBS | 2017 | Ciputat
CP522 | 0140-17.212 | EGA | LBS | 2017 | Ciputat
D378 | 2508-16-213 | EGA | PMT |  | Menteng
D378 | 2509-16-213 | EGA | PMT |  | Menteng
KB127N | 0743-20 | ULUSOY | LBS | 2020 | Jatinegara
CKG178 | 0211.17.212 | EGA | LBS | 2017 | Cengkareng
CKG178 | 1033.17.214 | EGA | PB | 2017 | Cengkareng
PM304P | PM304P | EGA | PB-2 |  | Lenteng Agung
PM282 | PM 282 | SCHNEIDER | LBS-5 |  | Lenteng Agung
PS192 | 31797/028/18/01/E6 | GAE | PB | 2018 | Cempaka Putih
KM77 | C1-2015-W28-3-0041 | SCHNEIDER | LBS | 2015 | Jatinegara
KM85 | T73005052683-0171 | SIEMENS | PB | 2017 | Jatinegara
KD119 | 0029.15.209 | EGA | LBS | 2015 | Jatinegara
KD154 | R0330358SF | MG COMPACT | PB | 2003 | Jatinegara
KD154 | R0330358SF | MG COMPACT | LBS | 2003 | Jatinegara
KM64 | SB-2011-W16-3-0016 | SCHNEIDER | LBS | 2011 | Jatinegara
JS151 | - | UNINDO FLUOKIT M | PT |  | Pondok Gede
JS209 | CI-2016-W20-1-0054 | SCHNEIDER SM6 | PB | 2016 | Pondok Gede
TA173 | 0238.I8.234 | EGA | CBO | 2018 | Cengkareng
A29 | A29_LBS1 | SCHNEIDER | LBS |  | Bandengan
A29 | A29_LBS3 | SCHNEIDER | LBS |  | Bandengan
A150 | A150_LBS2 | SCHNEIDER | LBS |  | Bandengan
A150 | A150_LBS1 | SCHNEIDER | LBS |  | Bandengan
A23 | A23_LBS1 | SCHNEIDER | LBS |  | Bandengan
A23 | A23_LBS2 | SCHNEIDER | LBS |  | Bandengan
GD380 | CI.2018.W24.1.0004 | SCHNEIDER SM6 | LBS |  | Ciracas
RG113P | RG 113P | ORMAZABAL | PB-1 |  | Lenteng Agung
BK255 | 502225057/1001-001 | ABB SAFEPLUS | LBS | 2018 | Marunda
PK256 | - | EGA | PB | 2018 | Marunda
RM89 | C1-2018-W34-1-0025 | SCHNEIDER | PB | 2019 | Cempaka Putih
BK249 | 1697.17.212 | EGA | PB | 2017 | Marunda
BK261 | CI-2018-W19-4-0005 | SCHNEIDER | LBS | 2018 | Marunda
BK261 | 0401.18.214 | EGA | PB | 2018 | Marunda
KG66 | SM 0201293 | SCHNEIDER | LBS | 2017 | Marunda
T356 | - | SCHNEIDER | CBO-JAR | 2018 | Menteng
T356 | - | SCHNEIDER | CBO-JAR | 2018 | Menteng
BK252 | CI-2017-W20-4-0043 | SCHNEIDER | LBS | 2017 | Marunda
JR103 | 0453.18.214 | EGA | PB | 2018 | Pondok Gede
K310 | 123.8625 | EGA | PB | 2018 | Menteng
MB105 | MB105-0224.18.212 | EGA | LBS | 2018 | Bandengan
E325N | E325-W3110013 | SCHNEIDER | LBS | 2008 | Kramat Jati
E325N | E325-W3240040 | SCHNEIDER | LBS | 2018 | Kramat Jati
E325N | E325-W2310015 | SCHNEIDER | LBS (MOTORIZE) | 2018 | Kramat Jati
CGR3S | CGR 3S | ORMAZABAL | LBS-1 |  | Lenteng Agung
E439 | E439 SN:3515.17.213 | EGA | LBS | 2017 | Kramat Jati
KG45 | 0080.16.212 | EGA | PGC | 2016 | Marunda
PK162 | 0379.15.214 | EGA | PB | 2015 | Marunda
PK132 | W02.2.0023 | SCHNEIDER SM6 | PGC | 2015 | Marunda
RG175 | RG 175 | SCHENEIDER | LBS-1 |  | Lenteng Agung
GD173 | T.73005065334-0136 | SIEMENS | LBS | 2017 | Ciracas
K23B | 0102.17.213 | EGA | LBS MOTORIZE | 2017 | Jatinegara
KM76 | CI-2017-W29-4-0022 | SCHNEIDER | CBO | 2017 | Jatinegara
CK32 | 0162.17.216 | EGA | LBS | 2017 | Marunda
PK29D | 1665.16.213 | EGA | LBS | 2017 | Marunda
BK55 | 0658.17.214 | EGA | PB TRAFO | 2017 | Marunda
DB7 | DB 7-01 | EGA | LBS MOTORIZED | 2016 | Bandengan
KM4 | 0843.17.216 | EGA | CBOM | 2017 | Jatinegara
KM4 | 0786.17.213 | EGA | LBS MOTORIZE | 2017 | Jatinegara
K17N | CI-2017-W30-1-0016 | SCHNEIDER | LBS MOTORIZE | 2017 | Jatinegara
TB55 | CI-2017-W04-5-0014 | SCHNEIDER | LBS | 2017 | Jatinegara
K34 | CI-2017-W04-3-0025 | SCHNEIDER | LBS | 2017 | Jatinegara
GD40 | CI.2017.W08.2.003 | SCHNEIDER SM6 | PB |  | Ciracas
AB55B | AB 55B-04 | SCHNEIDER SM6 | LBS | - | Bandengan
GNS14G | GNS 14G-01 | EGA | LBS MOTORIZE | 2015 | Bandengan
GNS14G | GNS 14G-02 | EGA | LBS MANUAL | 2015 | Bandengan
PM125 | PM 125 | EGA | LBS-1 |  | Lenteng Agung
PM125 | PM 125 | EGA | LBS-2 |  | Lenteng Agung
MK243N | 1009.17.214 | EGA | PB |  | Bandengan
K11B | T73005442624-0001 | SIEMENS | LBS | 2017 | Jatinegara
JR15 | 3672.17.213 | EGA | LBS | 2017 | Pondok Gede
JR15 | 2607.17.213 | EGA | LBS | 2017 | Pondok Gede
JR15 | 0449.18.214 | EGA | PB | 2018 | Pondok Gede
JR153 | CI-2015-W22-4-0035 | SCHNEIDER | PGC | 2015 | Pondok Gede
JR153 | 23550/102/11/01/E6 | GAE | LBS | - | Pondok Gede
JR153 | 23552/102/11/01/E6 | GAE | LBS | - | Pondok Gede
JR153 | CI-2016-W35-1-0052 | SCHNEIDER SM6 | LBS | 2016 | Pondok Gede
JR202 | CI-2016-W45-3-0044 | SCHNEIDER SM6 | PB | 2016 | Pondok Gede
JR202 | CI-2016-W34-7-0011 | SCHNEIDER SM6 | LBS | 2016 | Pondok Gede
JR202 | - | EGA | LBS | - | Pondok Gede
JR47 | 1931.13.BL | EGA | LBS | 2013 | Pondok Gede
JR47 | S9502863 | MERLIN GERLIN | LBS | - | Pondok Gede
JR47 | S9503452 | MERLIN GERLIN | PB | - | Pondok Gede
MN3 | - | SCHNEIDER | LBS | - | Pondok Gede
PD39 | 1552.17.214 | EGA | PB II | 2017 | Pondok Gede
PD39 | 1507.17.214 | EGA | PB I | 2017 | Pondok Gede
PD39 | CI-2017-W38-2-0026 | SCHNEIDER SM6 | LBS | 2017 | Pondok Gede
PML14 | 2018.1030.3.0008 | SCHNEIDER | LBS MOTORIZE | 2018 | Ciputat
CPT6 | C1.2018.W36.5.0014 | SCHNEIDER | LBS MOTORIZE | 2018 | Ciputat
CPT6 | SW 028.18.214 | EGA | PB | 2018 | Ciputat
GH0150 | 274317218 | EGA | LBS | 2017 | Pondok Gede
GH0054 | 3192.13.BL | EGA | LBS | 2013 | Pondok Gede
GH0150 | - | EGA | LBS | 2016 | Pondok Gede
GH0150 | 364317213 | EGA | LBS | 2017 | Pondok Gede
GH0150 | - | EGA | LBS | 2017 | Pondok Gede
GH0500 | 367117213 | EGA | LBS | 2017 | Pondok Gede
GH0500 | 175113P1 | EGA | LBS | 2013 | Pondok Gede
GH0500 | 376117213 | EGA | LBS | 2017 | Pondok Gede
GH0500 | 2515209 | EGA | LBS | 2015 | Pondok Gede
GH0500 | 40815209 | EGA | LBS | 2015 | Pondok Gede
GH0064 | 3724.17.213 | EGA | LBS | 2017 | Pondok Gede
GH0064 | 3756.17.213 | EGA | LBS | 2017 | Pondok Gede
GH0064 | 3660.17.213 | EGA | LBS | 2017 | Pondok Gede
GH0064 | 0294.17.213 | EGA | LBS | 2017 | Pondok Gede
GH0501 | 255517213 | EGA | LBS | 2017 | Pondok Gede
GH0501 | 256617213 | EGA | LBS | 2017 | Pondok Gede
GH0501 | 256417213 | EGA | LBS | 2017 | Pondok Gede
B413P | B413P - 01 | SCHNEIDER | LBS MANUAL | 2018 | Bandengan
B413P | B413P - 02 | SCHNEIDER | LBS MANUAL | 2018 | Bandengan
B413P | B413P - 03 | EGA | PB TRAFO | 2018 | Bandengan
GD426 | T73005442624.0033 | SIEMENS | PB |  | Ciracas
GD426 | T73005442541.0074 | SIEMENS | LBS |  | Ciracas
GD426 | T73005442541.0067 | SIEMENS | LBS |  | Ciracas
TB26 | TB26_CI-2018-W41-6-0003 | SCHNEIDER | CBO | 2018 | Jatinegara
AB280 | AB280_GH 131 | SCHNEIDER | LBS |  | Bandengan
AB280 | AB280_PGC | SCHNEIDER | PGC |  | Bandengan
A24 | A24_KOPEL A-B | SCHNEIDER | LBS |  | Bandengan
A24 | A24_KOPEL B-A | SCHNEIDER | LBS |  | Bandengan
DB109K | 2225.17.213 | EGA | LBS |  | Bandengan
GD409 | 0018.16.212 | EGA | LBS |  | Ciracas
BK219 | - | EGA | LBS |  | Marunda
PK102 | 0659.16.212 | EGA | LBS | 2016 | Marunda
CGR45 | CGR45 : 0546,16,214 | EGA | LBS-1 | 2016 | Lenteng Agung
CGR45 | CGR45 | SCHNEIDER | PB-1 |  | Lenteng Agung
BK243 | T73005442627-0077 | SIEMENS | LBS | 2017 | Marunda
CKG172 | 1323.17.212 | EGA | LBS | 2017 | Cengkareng
PGL39 | CSF 61174 | ORMAZABAL | PBTRAFO | 2019 | Pondok Kopi
PB60 | CI-2017-W42-4-0027 | SCHNEIDER | LBS | 2017 | Pondok Kopi
PB60 | 1428.17.214 | EGA | PBTRAFO | 2017 | Pondok Kopi
A104 | A 104-02 | EGA | LBS MOTORIZE | 2017 | Bandengan
CP143 | 2759.17.213 | EGA | LBS MOTORIZED | 2017 | Ciputat
CP143 | 1674.17.212 | EGA | PB | 2017 | Ciputat
CP74 | 2761.17.213 | EGA | LBS MOTORIZED | 2017 | Ciputat
CP106 | 1703.17.214 | EGA | LBS | 2017 | Ciputat
CP106 | 1683.17.214 | EGA | PB | 2017 | Ciputat
TD126B | 2810.17.213 | EGA | LBS MOTORIZED | 2017 | Ciputat
TD126B | 1610.17.214 | EGA | PB | 2017 | Ciputat
CP28 | 500.13.BL.2013 | EGA | LBS MOTORIZE | 2013 | Ciputat
JR223 | 1674.17.214 | EGA | PB | 2017 | Pondok Gede
E44F | CI.2017.W44.4.0010 | SCHNEIDER | PB | 2017 | Pondok Gede
PM233 | PM233 | SCHNEIDER | KOPEL |  | Lenteng Agung
GH0403 | C1.2018.W29.2.0003 | SCHNEIDER | LBS | 2018 | Ciputat
GH0150 | 375017213 | EGA | LBS | 2017 | Pondok Gede
GH0150 | 24817213 | EGA | LBS | 2017 | Pondok Gede
GH0150 | 370617213 | EGA | LBS | 2017 | Pondok Gede
GH0500 | - | EGA | LBS | 2017 | Pondok Gede
GH0500 | CI-2016-W25-3-0027 | SCHNEIDER | LBS | 2016 | Pondok Gede
GH0063 | T73005065334-0131 | SIEMENS | LBS | 2017 | Pondok Gede
GH0500 | 21091331 | EGA | LBS | 2013 | Pondok Gede
GH0064 | 3735.17.213 | EGA | LBS | 2017 | Pondok Gede
GH0064 | 3694.17.213 | EGA | LBS | 2017 | Pondok Gede
GH0501 | - | EGA | LBS | 2017 | Pondok Gede
RG214 | 63153 | ORMAZABAL MR | LBS-2 |  | Lenteng Agung
DGN2 | CI-2018-W302-6-0037 | SCHINEIDER | PB | 2018 | Cengkareng
DK33 | CI-2018-W39-3-0013 | SCHINEIDER | LBS MOT | 2018 | Cengkareng
MK252 | 62018 | ORMAZABAL | PT | 2019 | Cengkareng
GH0121 | 0306.17.213 | EGA | LBS |  | Pondok Kopi
GD18 | - | KIT 25 | PGDB |  | Ciracas
E185 | 13.0005 | ABB UniSwitch | LBS | 2013 | Pondok Gede
BK104 | - | EGA | LBS |  | Marunda
BK104 | - | EGA | PB |  | Marunda
JR97 | 0831.18.212 | EGA | LBS | 2018 | Pondok Gede
JR97 | 1966.18.213 | EGA | LBS MOTORISED | 2018 | Pondok Gede
JR150 | 23579/102/11/01/E6 | GAE | LBS | 2011 | Pondok Gede
JR150 | 23578/102/11/01/E6 | GAE | LBS | 2011 | Pondok Gede
JR150 | 23652/102/11/02/E6 | GAE | PB | 2011 | Pondok Gede
JR16 | 0188.18.212 | EGA | LBS | 2018 | Pondok Gede
JR16 | 3704.17.213 | EGA | LBS | 2017 | Pondok Gede
JR18 | 12.1368 | ABB UniSwitch | PB I | 2012 | Pondok Gede
JR28 | 501733863/1001-011 | ABB | LBS | 2017 | Pondok Gede
JR28 | 501733863/1021-016 | ABB | PB | 2017 | Pondok Gede
JR94P | 22254/032/10/02/E6 | GAE | PB | 2010 | Pondok Gede
KP7 | - | EGA | LBS |  | Marunda
KP7 | - | EGA | PB |  | Marunda
KP1 | - | EGA | LBS |  | Marunda
KP1 | - | SCHNEIDER SM6 | LBS |  | Marunda
KP1 | - | EGA | PB 2 |  | Marunda
BK97 | - | ABB | LBS |  | Marunda
S54N | 335.17.213 | EGA | LBS | 2017 | Menteng
S54N | 3392.17.213 | EGA | LBS | 2017 | Menteng
S54N | 2017CSF60132 | ORMAZABAL | LBS | 2017 | Menteng
S54N | 2017CSF60117 | ORMAZABAL | LBS | 2017 | Menteng
S54N | 2017CSF60139 | ORMAZABAL | CBO | 2017 | Menteng
S54N | 2017CSF62111 | ORMAZABAL | B1 | 2017 | Menteng
CPG3 | SM9503643 | MG | PT | - | Pondok Gede
JR73P | 3578.13.BL | EGA | LBS | 2013 | Pondok Gede
CP1 | SN. S9501274 | MERLIN GERIN | PB |  | Ciputat
JR128 | CI-2012-W42-4-0019 | SCHNEIDER SM6 | LBS | 2012 | Pondok Gede
JR128 | SM1342041CI | SCHNEIDER SM6 | PB | 2012 | Pondok Gede
JR19 | 1347.17.213 | EGA | LBS | 2017 | Pondok Gede
BK226 | - | EGA | PB |  | Marunda
BK219 | - | EGA | PB TRAFO |  | Marunda
CB131 | CI.2015.W41.4.0009 | SCHNEIDER SM6 | LBS | 2016 | Ciracas
JGK22 | 1382.18.213 | EGA | LBS-1 |  | Lenteng Agung
RG201 | RG201 : 1846,16,213 | EGA | LBS-2 |  | Lenteng Agung
GD118 | 2127.17.213 | EGA | LBS |  | Ciracas
GD118 | 1474.17.214 | EGA | PB |  | Ciracas
S154 | 1486-17-214 | EGA | PB | 2017 | Menteng
E20B | E20B-1051101CI | SM6-SCHNEIDER | LBS (MOTORIZE) | 2010 | Kramat Jati
PM165A | PM 165A | SCHNEIDER | LBS-1 |  | Lenteng Agung
TD138A | 1586.17.212 | EGA | LBS MOTORIZE | 2017 | Ciputat
TD138A | 253917.213 | EGA | LBS MOTORIZE | 2017 | Ciputat
CP133 | 1545.17.212 | EGA | LBS | 2017 | Ciputat
TD275 | 1514.17.212 | EGA | LBS MOTORIZE | 2017 | Ciputat
AB104 | AB104_3 | SCHNEIDER SM6 | PB TRAFO |  | Bandengan
CP33 | 1584.17.213 | EGA | LBS | 2017 | Ciputat
RG106P | RG 106 | EGA | PB-1 |  | Lenteng Agung
K166 | 1702.17.212 | EGA | LBS | 2017 | Jatinegara
JS85 | 06-5092/021 | SIEMENS | PB | 1992 | Pondok Gede
AB290 | AB290_KOPEL 3-2 | SCHNEIDER SM6 | LBS |  | Bandengan
PD31 | T73005065334-0116 | SIEMENS | LBS | 2017 | Pondok Gede
E187 | E187W103919821 | SCHNEIDER | LBS | 2010 | Kramat Jati
E187 | E187-024617213 | EGA | LBS (MOTORIZE) | 2017 | Kramat Jati
KM116 | CI-2018-W13-3-0014 | SCHNEIDER | LBS | 2018 | Jatinegara
TB12 | CI-2018-W20-5-0007 | SCHNEIDER | LBS | 2018 | Jatinegara
CGR4 | CGR 4 | ORMAZABAL | LBS-2 |  | Lenteng Agung
CGR4 | CGR 4 | ORMAZABAL | PB-1 |  | Lenteng Agung
KM50 | CI-2018-W25-04-0027 | SCHNEIDER | CBOG | 2018 | Jatinegara
TB48 | CI-2018-W23-03-0044 | SCHNEIDER | CBOG | 2018 | Jatinegara
PD24 | 1073.17.212 | EGA | LBS | 2017 | Pondok Gede
CB25 | CI.2018.W16.2.0028 | SCHNEIDER SM6 | LBS |  | Ciracas
CB25 | T73005555599.0126 | SIEMENS | PB |  | Ciracas
CB46P | 0286.18.214 | EGA | PB |  | Ciracas
CB46P | CI.2018.W10.2.0019 | SCHNEIDER SM6 | LBS |  | Ciracas
PD17 | - | ABB BC5 | PB I |  | Pondok Gede
PD17 | 1052.13.BF | EGA | PB II | 2013 | Pondok Gede
PD17 | - | ABB BC5 | LBS |  | Pondok Gede
E168 | 21102/114/07/02/E6 | GAE | PB II | 2007 | Pondok Gede
AB128 | AB128_LBS | EGA | LBS |  | Bandengan
E160 | 0423.17.212 | EGA | LBS | 2017 | Pondok Gede
PD16 | CI-2016-W48-3-0057 | SCHNEIDER SM6 | LBS | 2016 | Pondok Gede
PD16 | 1421.17.213 | EGA | LBS | 2017 | Pondok Gede
PD16 | 603 | UNINDO FLOUKIT M-24 | PB |  | Pondok Gede
E167 | 0930.16.212 | EGA | LBS | 2016 | Pondok Gede
E167 | CI-2015-W40-4-0016 | SCHNEIDER | CBO | 2015 | Pondok Gede
E167 | 0141.17.214 | EGA | PB I | 2017 | Pondok Gede
PD42 | CV883460-000070/003 | SIEMENS | LBS | 2015 | Pondok Gede
PD42 | CV883460-000080/003 | SIEMENS | LBS | 2015 | Pondok Gede
JR126 | 1545S144 | ORMAZABAL | LBS | 2015 | Pondok Gede
JW48 | - | MERLIN GERLIN | LBS |  | Pondok Gede
PD54P | CV06-5080/032 | SIEMENS | LBS | 1991 | Pondok Gede
JR196 | 0193.16.214 | EGA | LBS | 2016 | Pondok Gede
MN27P | 19044 | GAE | LBS | 2003 | Pondok Gede
JR142 | SB-2011-W16-3-0006 | SCHNEIDER RM6 | LBS | 2011 | Pondok Gede
JR127 | 22459/032/10/01/E6 | GAE | LBS | 2010 | Pondok Gede
JR190 | CI-2015-W45-2-0026 | SCHNEIDER | LBS | 2015 | Pondok Gede
KB135 | CI-2018-W32-4-0025 | SCHNEIDER | LBS | 2018 | Menteng
MB104 | 0288.18.212 | EGA | LBS MANUAL | 2018 | Bandengan
MB104 | 0280.18.212 | EGA | LBS MANUAL | 2018 | Bandengan
MB104 | CI.2018.W29.6.0022 | SCHNEIDER SM 6 | CBO RC 1 | 2018 | Bandengan
MB104 | CI.2018.W29.6.0022 | SCHNEIDER SM 6 | CBO RC 2 | 2018 | Bandengan
MB104 | 0288.18.214 | EGA | PB | 2018 | Bandengan
KB111 | 2753.17.213/2017 | EGA | LBS MOTORIZE | 2017 | Bulungan
KB111 | C1.2018.W12.5.0046 | SCHNEIDER | LBS | 2018 | Bulungan
AB188 | AB 188-01 | EGA | LBS MOTORIZE | 2017 | Bandengan
K99N | T73005442624-0097 | SIEMENS | LBS | 2017 | Jatinegara
K99N | T73005442541-0030 | SIEMENS | PB TRAFO | 2017 | Jatinegara
K166 | 1639.172.14 | EGA | PB TRAFO | 2017 | Jatinegara
K19C | 2019CSF61166 | ORMAZABAL | PB | 2019 | Jatinegara
K34A | 1697.17.214 | EGA | PB TRAFO | 2017 | Jatinegara
K99E | T73005442541-0069 | SIEMENS | PB | 2018 | Jatinegara
K48A | 0119.15.214 | EGA | PB TRAFO | 2015 | Jatinegara
K49A | T73005442624-0019 | SIEMENS | LBS | 2017 | Jatinegara
KS55 | - | EGA | CBOM |  | Menteng
DT80 | DT80 | SCHNEIDER | LBS-3 |  | Lenteng Agung
DT121 | CI-2019-W26-1-0034 | SCHNEIDER | LBS-1 |  | Lenteng Agung
CKG161 | CI-2018-W35-4-0007 | SCHINEIDER | LBS ACO | 2018 | Cengkareng
CGR55 | 61074 | ORMAZABAL | PB-1 |  | Lenteng Agung
MP146 | 0 | EGA | LBS MOTORIZE | 2018 | Bulungan
KDR313 | 0371.18.212 | EGA | LBS MAN | 2018 | Cengkareng
T139 | 0 | SCHNEIDER | PB |  | Menteng
E31 | CI.2018.W18.5.0046 | SCHNEIDER SM6 | LBS | 2018 | Ciracas
E31 | 2625.17.219 | EGA | LBS | 2017 | Ciracas
E31 | 1631.18.214 | EGA | PB | 2017 | Ciracas
BT398 | 1795.18.213 | EGA | LBS | 2018 | Bintaro
CD402 | CI-2018-W28-6-0039 | SCHNEIDER | LBS | 2018 | Bintaro
CD402 | CI-2018-W32-4-0054 | SCHNEIDER | LBS | 2018 | Bintaro
CD402 | 0591.18.214 | EGA | PB | 2018 | Bintaro
CGR53 | CI.2018-W43-1-0029 | SCHNEIDER | LBS-1 |  | Lenteng Agung
CGR53 | C1-2018-W28-6-0015 | SCHNEIDER MR | LBS-2 |  | Lenteng Agung
BT402 | 0652.18.212 | EGA | LBS | 2018 | Bintaro
MP26 | 0858.18.214.2018 | EGA | PB | 2018 | Bulungan
MP26 | 1205.18.214.2018 | EGA | PB | 2018 | Bulungan
MP26 | 0185.18.212.2018 | EGA | LBS | 2018 | Bulungan
MP26 | 0210.18.234.2018 | EGA | CBOM MOTORIZE | 2018 | Bulungan
KB318 | C1/2018/W19/4/0021 | SCHNEIDER | LBS | 2018 | Bulungan
KB318 | C1/2018/W19/3/0047 | SCHNEIDER | LBS | 2018 | Bulungan
KCP13 | C1-2018-W38-2-0015 | EGA | PB | 2018 | Cempaka Putih
KCP13 | C1-2018-W38-3-0028 | SM6 | LBS | 2018 | Cempaka Putih
KCP13 | 0937-18-214 | SM6 | LBS | 2018 | Cempaka Putih
P45 | 0257.18.234 | EGA | CBO |  | Menteng
AB65 | AB65_CBO | SCHNEIDER SM6 | CBO |  | Bandengan
GD247P | 418100989 | ABB | PB | 2018 | Ciracas
E78 | E78-167818213 | EGA | LBS (MOTORIZE) | 2018 | Kramat Jati
E78 | E78-163118213 | EGA | LBS (MOTORIZE) | 2018 | Kramat Jati
JR8 | 8520 | UNINDO FLUOKIT M24 | LBS | 2002 | Pondok Gede
JR8 | 378 | UNINDO FLUOKIT M24 | PGC | 2002 | Pondok Gede
JR8 | CI-2019-W34-4-0084 | SCHNEIDER SM6 | CBOG | 2019 | Pondok Gede
E56F | 1100.17.212 | EGA | LBS | 2017 | Pondok Gede
E56F | CI-2017-W09-2-0050 | SCHNEIDER SM6 | CBOG | 2017 | Pondok Gede
BT393 | CI-2018-W09-3-0017 | SCHNEIDER | LBS | 2018 | Bintaro
BT393 | CI-2018-W11-1-0046 | SCHNEIDER | LBS | 2018 | Bintaro
KJ166 | 0432.18.214_KJ166 | EGA | PB | 2018 | Kebon Jeruk
B306 | CI-2018-W35-2-0003/2018 | SCHNEIDER SM6 | LBS MOTORIZED | 2018 | Bandengan
BK95 | - | ABB | PB 2 |  | Marunda
CB132 | 0369.16.212 | EGA | LBS |  | Ciracas
E420 | 38617212 | EGA | LBS | 2016 | Kramat Jati
PK258 | - | SCHNEIDER SM6 | LBS |  | Marunda
BK220 | - | EGA | LBS |  | Marunda
BK218 | - | EGA | LBS |  | Marunda
BK218 | - | EGA | LBS |  | Marunda
PK102 | 0133.17.214 | EGA | PB 2 | 2016 | Marunda
PK102 | 0514.16.214 | EGA | PB 3 | 2016 | Marunda
KJ3 | KJ3TRAFO2 | SIEMENS | PB |  | Kebon Jeruk
B29B | B 29B-01 | SCHNEIDER SM6 | LBS MOTORIZE | 2017 | Bandengan
B29B | B 29B-03 | FLOUKIT-M | PB | - | Bandengan
B6Q | B 6Q-02 | SCHNEIDER SM6 | LBS MANUAL | 2017 | Bandengan
KM101N | T73005442624-0100 | SIEMENS | LBS | 2017 | Jatinegara
PS193 | C1-2018-W28-6-0005 | SCHNEIDER SM6 | PMT | 2018 | Cempaka Putih
PS193 | 0291.18.234 | EGA | PGC | 2018 | Cempaka Putih
PML13 | 0314.18.212 | EGA | LBS | 2018 | Ciputat
PML13 | 0332.18.212 | EGA | LBS | 2018 | Ciputat
GH0054 | CI-2015-W23-5-0047 | SCHNEIDER SM6 | LBS | 2015 | Pondok Gede
GH0500 | 21241331 | EGA | LBS | 2013 | Pondok Gede
GH0157 | 273717213 | EGA | LBS | 2017 | Pondok Gede
CD396 | 1222.18.214 | EGA | PB | 2018 | Bintaro
GNS29 | GNS29_LBS2 | EGA | LBS |  | Bandengan
GNS29 | GNS29_PGC | EGA | PGC |  | Bandengan
MP41 | 0 | FLUOKIT M | PT |  | Bulungan
E64A | CI-2016-W34-2-0034 | SCHNEIDER SM6 | PB | 2016 | Pondok Gede
E64A | CI-2016-W34-2-0005 | SCHNEIDER SM6 | PB | 2016 | Pondok Gede
E64A | CI-2016-W22-3-0058 | SCHNEIDER SM6 | CBO | 2016 | Pondok Gede
JR22 | - | ABB BC.5 | LBS | - | Pondok Gede
JR50P | 14462 | UNINDO FLUOKIT M | LBS | 2011 | Pondok Gede
JR50P | 14500 | UNINDO FLUOKIT M | LBS | 2011 | Pondok Gede
JR50P | 4885 | UNINDO FLUOKIT M | PB | 2011 | Pondok Gede
MP68 | c1.2018-32.1-0048 | SCHNEIDER | LBS | 2018 | Bulungan
MP68 | 2690.18.214.2018 | EGA | PB | 2018 | Bulungan
JS86 | 109517213 | EGA | LBS (MOTORIZED) | 2017 | Pondok Gede
JS86 | 20040282 | ABB UniSwitch | PB | 2004 | Pondok Gede
JW30 | 500411660/502104 | ABB SAFEPLUS | PB | - | Pondok Gede
JW5P | 366217213 | EGA | LBS (MOTORIZED) | 2017 | Pondok Gede
JW5P | 266917213 | EGA | LBS (MOTORIZED) | 2017 | Pondok Gede
JW5P | 18918214 | EGA | PB | 2017 | Pondok Gede
JW9 | 12684 | UNINDO FLUOKIT M | LBS | 2010 | Pondok Gede
JW9 | 12851 | UNINDO FLUOKIT M | LBS | 2010 | Pondok Gede
JW9 | 4118 | UNINDO FLUOKIT M | PB | 2010 | Pondok Gede
JS240 | 0876.16.213 | EGA | LBS | 2016 | Pondok Gede
JS240 | 0173.16.216 | EGA | PB | 2016 | Pondok Gede
JS240 | 0040.16.212 | EGA | LBS | 2016 | Pondok Gede
E102I | CI-2018-W22-2-0003 | SCHNEIDER SM6 | LBS | 2018 | Pondok Gede
E102I | 367917213 | EGA | LBS | 2017 | Pondok Gede
E102I | 47218214 | EGA | PB | 2017 | Pondok Gede
E102P | CI-2018-W13-4-0022 | SCHNEIDER SM6 | LBS | 2018 | Pondok Gede
E102P | CI-2016-W48-2-0022 | SCHNEIDER SM6 | PB | 2016 | Pondok Gede
JW43 | 1302374 | ABB UniSwitch | LBS | 2013 | Pondok Gede
JW43 | 1302132 | ABB UniSwitch | PB | 2013 | Pondok Gede
JS157P | SM1032047CI | SCHNEIDER SM6 | LBS | - | Pondok Gede
JS157P | SM1029094CI | SCHNEIDER SM6 | LBS | - | Pondok Gede
JS157P | SM1031064CI | SCHNEIDER SM6 | PB | - | Pondok Gede
JS58 | 3692.17.213 | EGA | LBS | 2017 | Pondok Gede
JS58 | 44118214 | EGA | PB | 2017 | Pondok Gede
JS58 | 3786.17.213 | EGA | LBS | 2017 | Pondok Gede
PIK4 | 1808159 | EGA | PB 2 |  | Bandengan
MSUA | CI-2017-W05-4-0042 | SCHNEIDER SM6 | LBS | 2017 | Pondok Gede
MSUA | CI-2017-W44-3-0037 | SCHNEIDER SM6 | PB | 2017 | Pondok Gede
MSUA | CI-2017-W21-3-0017 | SCHNEIDER SM6 | CBO | 2017 | Pondok Gede
MSU | 47016.214 | EGA | LBS | 2017 | Pondok Gede
MSU | 011517213 (MOT) | EGA | LBS | 2017 | Pondok Gede
JS182 | 500411660/1011-17 | ABB SAFEPLUS | PB | 2015 | Pondok Gede
JS182 | 500411660/3001-06 | ABB SAFEPLUS | LBS | 2015 | Pondok Gede
JS182 | 500411660/4001-12 | ABB SAFEPLUS | LBS | 2015 | Pondok Gede
JS194 | CI-2015-W21-4-0021 | SCHNEIDER SM6 | PB | 2015 | Pondok Gede
MSU | 42417212 | EGA | PB | 2017 | Pondok Gede
JS194 | 3279.17.213 | EGA | LBS | 2017 | Pondok Gede
JS194 | CI-2014-W11-6-0021 | SCHNEIDER SM6 | LBS | 2014 | Pondok Gede
JW96 | CI-2019-W27-3-0003 | SCHNEIDER SM6 | PB | 2019 | Pondok Gede
TP48 | KOSONG | EGA | PB 2 |  | Cempaka Putih
KJ47 | 13.1827 | ABB | LBS | 2013 | Cengkareng
JTS3 | CV06.5126/014 | SIEMENS COMPACT | LBS | 1993 | Pondok Gede
JTS3 | CV06.5126/014 | SIEMENS COMPACT | PB | 1993 | Pondok Gede
CK118 | W29-6-0021 | SCHNEIDER SM6 | LBS |  | Marunda
KDR307 | 142617212 | EGA | LBS | 2017 | Cengkareng
PM282 | PM 282 | SCHNEIDER | LBS-3 |  | Lenteng Agung
E436 | 2449.17.213 E436 | EGA | LBS (MOTORIZE) | 2017 | Kramat Jati
A93N | A 93N-04 | EGA | CBOM | 2017 | Bandengan
AB129 | AB 129-01 | EGA | LBS MOTORIZED | 2017 | Bandengan
B58B | B 58B-01 | SCHNEIDER SM6 | LBS MOTORIZE | 2017 | Bandengan
B58B | B 58B-02 | EGA | LBS MOTORIZE | 2017 | Bandengan
PIK35 | PIK 35-01 | SCHNEIDER SM6 | LBS MOTORIZE | 2016 | Bandengan
PIK35 | PIK 35-02 | SCHNEIDER SM6 | LBS MANUAL | 2016 | Bandengan
AB55B | AB 55B-03 | EGA | PB | - | Bandengan
AB67 | AB 67-03 | SCHNEIDER SM6 | PGC | - | Bandengan
AB67 | AB 67-04 | MG VERCORS | PGDB | - | Bandengan
AB67 | AB 67-06 | MG VERCORS | B1 | - | Bandengan
BN47 | 1 | SCHNEIDER | CBOM | 2016 | Menteng
KS55 | - | Schneider | LBS |  | Menteng
E72N | E72N-1214-18-234 | GAE | CBOG | 2018 | Kramat Jati
T438 | 135.2315 | SCHNEIDER | LBS MOTORIZE | 2018 | Menteng
SC10 | C1-2018-W31-5-0001 | SCHNEIDER SM6 | PGC | 2018 | Cempaka Putih
CL42 | 502225057/2001-010 | ABB SAFEPLUS | LBS | 2018 | Marunda
CKG186 | 1140.18.214 | EGA | PB | 2018 | Cengkareng
PM24A | 0596.15.209 | EGA | LBS | 2015 | Jatinegara
PL44 | 3590.17.213 | EGA | LBS | 2017 | Pondok Kopi
PL44 | 3513.17.213 | EGA | PB | 2017 | Pondok Kopi
GH0415 | GH0415-W37-30047 JANGKA | SCHNEIDER | LBS | 2017 | Kramat Jati
GH0415 | GH0415-W35-40034 KOPEL | SCHNEIDER | LBS | 2017 | Kramat Jati
GH0415 | GH0415-W42-16035 MOBET | SCHNEIDER | LBS | 2017 | Kramat Jati
GH0415 | GH0415-W40-30055 E358 | SCHNEIDER | LBS | 2017 | Kramat Jati
GH0415 | GH0415-W40-30117 E371 | SCHNEIDER | LBS | 2017 | Kramat Jati
GH0415 | GH0415-W45-20003 E171 | SCHNEIDER | LBS | 2017 | Kramat Jati
GH0415 | GH0415-W35-20033 E378 | SCHNEIDER | LBS | 2017 | Kramat Jati
GH0415 | GH0415-W38-40016 | SCHNEIDER | LBS | 2017 | Kramat Jati
GH0415 | GH0415-W38-20019 KOPEL2 | SCHNEIDER | LBS | 2017 | Kramat Jati
PG242 | -- | EGA | LBS |  | Pondok Kopi
GH0121 | 0219.16.212 | EGA | LBS | 2016 | Pondok Kopi
PB17 | 0116.15.214 | EGA | PB | 2015 | Pondok Kopi
CNK8 | 2018CSF63182 | ORMAZABAL | LBS MOTORIZE | 2018 | Ciputat
CNK8 | 2018CSF63166 | ORMAZABAL | LBS | 2018 | Ciputat
CNK8 | 2018CSF61066 | ORMAZABAL | PB | 2018 | Ciputat
TD99 | 2018CSF63155 | ORMAZABAL | LBS MOTORIZE | 2018 | Ciputat
TD99 | 2018CSF61068 | ORMAZABAL | PB | 2018 | Ciputat
CP426 | 2018CSF63202 | ORMAZABAL | LBS MOTORIZE | 2018 | Ciputat
CP426 | 2018CSF61073 | ORMAZABAL | PB | 2018 | Ciputat
CN70 | 2018CSF63162 | ORMAZABAL | LBS MOTORIZE | 2018 | Ciputat
CN70 | 2018CSF61078 | ORMAZABAL | PB | 2018 | Ciputat
CN71 | 2018CSF63188 | ORMAZABAL | LBS MOTORIZE | 2018 | Ciputat
CN71 | 2018CSF63173 | ORMAZABAL | LBS | 2018 | Ciputat
CN71 | 2018CSF61065 | ORMAZABAL | PB | 2018 | Ciputat
KD59 | ... | EGA | LBS | 2018 | Pondok Kopi
GH0086 | 0256.17.213 | EGA | LBS | 2017 | Pondok Kopi
GH0121 | 0227.16.212 | EGA | LBS | 2016 | Pondok Kopi
KD100 | CI-2018-W42-1-0051 | SCHNEIDER SM6 | CBOM | 2018 | Pondok Kopi
GH0121 | W16-3-0017 | SCHNEIDER | LBS | 2015 | Pondok Kopi
CK202 | W28-6-0019 | SCHNEIDER | LBS | 2018 | Marunda
CK202 | W30-2-6046 | SCHNEIDER | PGC | 2018 | Marunda
BK20 | 39018272 | EGA | LBS | 2018 | Marunda
PK139 | 366117213 | EGA | LBS | 2017 | Marunda
BK20 | 20732704 | CONTACT PLASMA | PB | 2004 | Marunda
BK20 | 29818234 | EGA | PGC | 2018 | Marunda
GD18 | CI.2018.W36.2.0018 | SCHNEIDER SM6 | LBS |  | Ciracas
GD18 | CI.2018.W36.2.0020 | SCHNEIDER SM6 | LBS |  | Ciracas
GD18 | - | KIT 25 | PT |  | Ciracas
GD18 | - | KIT 25 | BI |  | Ciracas
KJ416 | CI-2018-W28-3-0039_KJ416 | SCHNEIDER | LBS | 2018 | Kebon Jeruk
KJ416 | 0410.18.214_KJ416 | EGA | PB |  | Kebon Jeruk
PK101B | - | SCHNEIDER SM6 | LBS |  | Marunda
PK269 | - | EGA | PB TRAFO |  | Tanjung Priok
SD242 | - | EGA | LBS |  | Tanjung Priok
SD242 | - | SCHNEIDER | CBO |  | Tanjung Priok
KS52 | CL.2018.W29.3.0035 | SCHNEIDER | LBS MOTORIZE | 2018 | Menteng
KG406 | - | FLOUKIT M | LBS |  | Tanjung Priok
KL40 | CI-2017-W28-5-0017 | SCHNEIDER | LBS | 2017 | Bintaro
KL40 | CI-2017-W04-5-0012 | SCHNEIDER | LBS | 2017 | Bintaro
BT96 | BT96 | EGA | PB |  | Bintaro
BT48 | BT48 | FLOUKIT M | LBS |  | Bintaro
AB41 | AB 41-01 | EGA | LBS MOTORIZE | 2017 | Bandengan
CP516 | 1744.16.213 | EGA | LBS | 2016 | Ciputat
KDR307 | 141517214 | EGA | PB | 2017 | Cengkareng
B193 | B 193 | EGA | LBS MOTORIZE | 2017 | Bandengan
B193 | B 193-02 | SCHNEIDER SM6 | LBS MANUAL | 2017 | Bandengan
B434 | B 434-03 | SCHNEIDER SM6 | CBOM | 2017 | Bandengan
PM175N | PM175N | EGA | KOPEL |  | Lenteng Agung
PM175N | PM175N | SIEMENS | LBS-4 |  | Lenteng Agung
BC250 | 3650008 | SCHINEIDER | LBS | 2018 | Cengkareng
A74 | A74_LBS2 | EGA | CBO |  | Bandengan
A74 | A74_LBS3 | SCHNEIDER SM6 | LBS |  | Bandengan
BK260 | CI-2018-W20-3-0015 | SCHNEIDER | LBS | 2018 | Marunda
BK260 | 0408.18.212 | EGA | LBS | 2018 | Marunda
BK12 | 0319.18.212 | EGA | PB | 2018 | Marunda
BDU28 | 1346.2021 | ULUSOY | LBS | 2021 | Bandengan
BDU28 | 1287.2021 | ULUSOY | LBS 2 | 2020 | Bandengan
BDU28 | CI.2018.W35.6.0033 | SCHENEIDER | CBO | 2018 | Bandengan
PM270P | 2018.CSF63070 | ORMAZABAL | LBS-2 |  | Lenteng Agung
PML10 | 0342.18.212 | EGA | LBS MOTORIZE | 2018 | Ciputat
PML12 | 0198.18.214 | EGA | PB | 2018 | Ciputat
D178 | - | EGA | PMT | 2017 | Menteng
JR101P | T73005555599-0029 | SIEMENS | LBS |  | Ciracas
JR101P | 1604.17.214 | EGA | PB |  | Ciracas
PML14 | 34.1824 | EGA | PB | 2018 | Ciputat
KB57B | 0 | SIEMENS | LBS MOTORIZE |  | Bulungan
GH0150 | 151116213 (MOT) | EGA | LBS | 2016 | Pondok Gede
JS190 | 500411660/4011-09 | ABB SAFEPLUS | LBS | 2015 | Pondok Gede
JS190 | 500411660/1100/02 | ABB SAFEPLUS | LBS | 2015 | Pondok Gede
JS190 | 500411660/3021/2 | ABB SAFEPLUS | PB | 2015 | Pondok Gede
E151A | 3673.17.213 | EGA | LBS | 2017 | Pondok Gede
E151A | 3722.17.213 | EGA | LBS (MOTORIZED) | 2017 | Pondok Gede
E151A | 0460.18.214 | EGA | PB | 2018 | Pondok Gede
E151A | 1555.13.BF | EGA | PB II | 2013 | Pondok Gede
GD32B | CI.2017.W35.5.0009 | SCHNEIDER SM6 | LBS |  | Ciracas
GD32B | 0023.21.234 | EGA | LBS |  | Ciracas
GD32B | 1604.18.214 | EGA | PB |  | Ciracas
GD141 | CI.2018.W17.3.0038 | SCHNEIDER SM6 | LBS |  | Ciracas
GD141 | CI.2017.W42.3.0014 | SCHNEIDER SM6 | LBS |  | Ciracas
GD141 | 1617.18.214 | EGA | PB |  | Ciracas
KP8 | - | SCHNEIDER SM6 | LBS |  | Marunda
KP8 | - | SCHNEIDER SM6 | LBS |  | Marunda
KP8 | - | EGA | LBS |  | Marunda
KP8 | - | EGA | PGC |  | Marunda
KP8 | - | SCHNEIDER SM6 | KOPEL |  | Marunda
KP8 | - | EGA | KOPEL |  | Marunda
E205B | 0917.16.212 | EGA | LBS | 2018 | Pondok Gede
E205B | 0110.17.213 | EGA | LBS (MOTORIZED) | 2017 | Pondok Gede
E205B | 0468.16.214 | EGA | PB | 2018 | Pondok Gede
E150A | 0183.18.212 | EGA | LBS | 2018 | Pondok Gede
E150A | 3316.17.213 | EGA | LBS (MOTORIZED) | 2017 | Pondok Gede
E150A | 0243.18.214 | EGA | PB | 2018 | Pondok Gede
JS24 | CI.2018.W21.5.0039 | SCHNEIDER SM6 | LBS | 2018 | Pondok Gede
JS24 | 361917213 | EGA | LBS (MOTORIZED) | 2017 | Pondok Gede
JS24 | 46618214 | EGA | PB | 2018 | Pondok Gede
MD57 | - | SCHENEIDER | LBS |  | Marunda
B138 | CI-2017-W53-3-0005 | SCHNEIDER SM6 | PB 2 | 2017 | Bandengan
B138 | CI-2018-W35-6-0009 | SCHNEIDER SM6 | ACO | 2018 | Bandengan
B138 | B138 - NO.PLAT | SCHNEIDER SM6 | CBO RC |  | Bandengan
JS92 | CI.2017.W13.3.00017 | SCHNEIDER SM6 | LBS | 2017 | Pondok Gede
JS92 | CI.2016.W44.2.0034 | SCHNEIDER SM6 | LBS | 2016 | Pondok Gede
JS92 | CI.2017.W29.6.0033 | SCHNEIDER SM6 | PB | 2017 | Pondok Gede
DT123 | CI-2019-W30-5-0011 | SCHNEIDER | LBS-6 |  | Lenteng Agung
DT123 | CI-2018-W31-1-0057 | SCHNEIDER | KOPEL ACO-2 |  | Lenteng Agung
SP5N | - | EGA | PB |  | Menteng
MK485 | MK485-04 | SCHNEIDER SM6 | PB |  | Bandengan
PK306 | CL-2018-W31-1-0033 | SCHNEIDER SM6 | KOPEL ACO | 2018 | Tanjung Priok
CD83 | CD83 | KIT 27.2 | METERING |  | Bintaro
KJ161 | KJ161 | F & G | LBS |  | Bintaro
KJ161 | KJ161 | F & G | PB |  | Bintaro
GH0141 | SM1036089CL | SCHNEIDER | LBS | 2010 | Ciputat
GH0141 | 6613 | UNINDO FLUOKIT M | LBS | 2002 | Ciputat
GH0141 | 8611 | UNINDO FLUOKIT M | LBS | 2002 | Ciputat
GH0141 | 7815209 | EGA | LBS | 2015 | Ciputat
CB137 | 0088.17.213 | EGA | LBS | 2017 | Ciracas
GH0424 | 0637.15.213 | EGA | LBS RC | 2015 | Ciputat
GH0413 | T73005065334-0073 | SIEMENS | LBS RC | 2017 | Ciputat
GH0413 | T73005065334-0074 | SIEMENS | LBS RC | 2017 | Ciputat
JGK24 | C1-2017-W20-3-0036 | SCHNEIDER | LBS-2 |  | Lenteng Agung
GD382P | 3626.13.BL | EGA | LBS | 2013 | Ciracas
PIK48 | 1710187 | EGA | PB | 2017 | Bandengan
GD18E | 1154.17.214 | EGA | PB | 2017 | Ciracas
PM16N | T73005442624-0073 | SIEMENS | LBS | 2018 | Jatinegara
PM16N | T73005442624-0093 | SIEMENS | PB TRAFO | 2018 | Jatinegara
CL42 | 50222507/3001-008 | ABB SAFEPLUS | PB | 2018 | Marunda
PGS11 | S/N 1806465 | EGA | PB |  | Marunda
PK138 | - | EGA | LBS |  | Marunda
PS163 | PS163-KOPEL2-1 | SCHNEIDER SM6 | PMT |  | Cempaka Putih
PS163 | PS163-KOPEL1-2 | SCHNEIDER SM6 | PMT |  | Cempaka Putih
PS163 | PS163-GH18 | SCHNEIDER SM6 | PMT |  | Cempaka Putih
PS163 | PS163-PS2N | SCHNEIDER SM6 | PMT |  | Cempaka Putih
MP26 | 0839.18.214.2018 | EGA | PB | 208 | Bulungan
MP26 | 3444.17.213.2017 | EGA | LBS MOTORIZE | 2017 | Bulungan
PM202 | PM202 | SCHNEIDER | LBS-3 |  | Lenteng Agung
KCP12 | C1-2018-W43-1-0043 | SM 6 | LBS /PMT | 2018 | Cempaka Putih
KCP12 | C1-2018-W38-5-0023 | SM 6 | LBS /PMT | 2018 | Cempaka Putih
KCP12 | 0990-18-214 | EGA | PB TRAFO | 2018 | Cempaka Putih
BK119 | - | SCHNEIDER SM6 | LBS |  | Marunda
BK119 | - | KIT 27 | PB |  | Marunda
JR164 | CI-2018-W21-4-0054 | SCHNEIDER SM6 | LBS | 2018 | Pondok Gede
JR164 | CI-2018-W23-2-0021 | SCHNEIDER SM6 | LBS | 2018 | Pondok Gede
JR164 | 27048/075/12/02/E6 | GAE | PB | 2012 | Pondok Gede
BK97 | - | ABB | LBS |  | Marunda
GD247P | 418100873 | ABB | LBS | 2018 | Ciracas
GD247P | 418100976 | ABB | LBS | 2018 | Ciracas
RG215 | RG 215 | Schneider | CBOM-2 |  | Lenteng Agung
RG215 | RG 215 | SCHNEIDER | LBS-1 |  | Lenteng Agung
RG215 | RG 215 | EGA MR | LBS-2 |  | Lenteng Agung
CK194 | - | EGA | LBS |  | Marunda
E78 | E78-143218214 | EGA | PB | 2018 | Kramat Jati
E38 | E78-031717216 | EGA | LBS (MOTORIZE) | 2017 | Kramat Jati
TD13 | 7628.003 | TAMCO | PB |  | Bulungan
JR8 | IEC62271-200 | SCHNEIDER SM6 | CBO | - | Pondok Gede
E56F | 0652.17.214 | EGA | PB | 2017 | Pondok Gede
KJ166 | CI-2018-W13-4-0047-KJ166 | SCHNEIDER | LBS | 2018 | Kebon Jeruk
KJ166 | CI-2018-W13-4-0015_KJ166 | SCHNEIDER | LBS | 2018 | Kebon Jeruk
BT393 | 02.63.18.234 | EGA | CBOG | 2018 | Bintaro
E56B | CI.2017.W19.2.0020 | SCHNEIDER | CBOG | 2017 | Pondok Gede
JR171 | SM039188CI | SCHNEIDER SM6 | LBS | - | Pondok Gede
JR171 | 13.0247 | ABB Uniswitch | PB | 2013 | Pondok Gede
KJ10 | - | EGA | PB |  | Cengkareng
KJ82 | CI-2018-W29-2-0031_KJ82 | SCHNEIDER | LBS | 2018 | Kebon Jeruk
KJ82 | CI-2018-W30-4-0016_KJ82 | SCHNEIDER | LBS | 2018 | Kebon Jeruk
KJ82 | 0407.18.214_KJ82 | EGA | LBS | 2018 | Kebon Jeruk
GH0121 | 0019.16.213 | EGA | LBS | 2016 | Pondok Kopi
KD94 | 2417-19 | ULUSOY | LBS | 2019 | Pondok Kopi
PB68 | 0970-20 | ULUSOY ELECTRIC | LBS | 2020 | Pondok Kopi
B366 | B366-05 | FLUOKIT M | PT |  | Bandengan
PM298 | PM 298 | SCHNEIDER | CBOG-1 |  | Lenteng Agung
CK154 | 61061 | ORMAZZABAL | PB | 2019 | Marunda
SD39 | CI-2019-W40-1-0014 | SCHNEIDER SM6 | PB TRAFO | 2019 | Tanjung Priok
T24B | CI-2019-W36-5-1403 | SCHNEIDER RM6 | LBS | 2019 | Jatinegara
T24B | CI-2019-W35-4-1413 | SCHNEIDER RM6 | PB | 2019 | Jatinegara
K98 | CI-2019-W29-2-0048 | SCHNEIDER | LBS MOTORIZE | 2019 | Jatinegara
CKG192 | - | EGA | PB | 2018 | Cengkareng
KG25 | - | EGA | PB 2 |  | Marunda
KG25 | - | EGA | PB 3 |  | Marunda
JR234 | CI-2019-W30-3-0029 | SCHNEIDER SM6 | LBS (MOTORIZED) | 2019 | Pondok Gede
JR234 | CI-2019-W27-3-0003 | SCHNEIDER SM6 | PB | 2019 | Pondok Gede
JS255 | CI-2019-W26-2-0045 | SCHNEIDER SM6 | LBS (MOTORIZED) | 2019 | Pondok Gede
JS255 | CI-2019-W30-4-0001 | SCHNEIDER SM6 | LBS (MOTORIZED) | 2019 | Pondok Gede
CP437 | 1118.17.234 | EGA | LBS | 2017 | Ciputat
PK250 | - | EGA | PB |  | Tanjung Priok
K49D | CI-2019-W30-3-0085 | SCHNEIDER | CBO PENYLANG | 2019 | Jatinegara
KM38 | CI-2019-W34-2-0071 | SCHNEIDER | CBO PENYLANG | 2019 | Jatinegara
TB80 | 0027.17.213 | EGA | LBS | 2017 | Jatinegara
JR179 | 0228.14.209 | EGA | LBS | 2014 | Pondok Gede
JS200 | CI.2012.W40.5.0014 (MOT) | SCHNEIDER SM6 | LBS | 2012 | Pondok Gede
MN29P | 0201.16.214 | EGA | PB | 2016 | Pondok Gede
JR120P | 22210/032/10/02/E6 | GAE | PB | 2010 | Pondok Gede
GD360 | T73005555599.0134 | SIEMENS | LBS | 2018 | Ciracas
BK12D | - | SCHENEIDER | LBS |  | Marunda
KG186 | - | SCHENEIDER | LBS |  | Marunda
BK12D | - | EGA | PB |  | Marunda
CB16 | CI-2018-W23-2-0004 | SCHNEIDER | CBO | 2018 | Pondok Gede
MN51 | 3270.17.213 | EGA | LBS | 2017 | Pondok Gede
KL239 | 0228.18.212 | EGA | LBS MOTORIZE | 2018 | Bulungan
TP76 | PMT-TP76-TP116 | SCHNEIDER SM6 | PMT |  | Cempaka Putih
KB515 | 0720/17/213/2017 | EGA | LBS MOTORIZE | 2017 | Bulungan
PP16 | 1347.18.213 | EGA | LBS MOTORIZE | 2018 | Bulungan
PP38 | 0640.18.214 | EGA | PB | 2018 | Bulungan
PD51 | 965 | UNINDO FLUOKIT M | PB | 1996 | Pondok Gede
MN15 | CI2018W1930063 | SCHNEIDER SM6 | LBS | 2018 | Pondok Gede
JR136 | SB-2011-W20-6-0075 | SCHNEIDER RM6 | PB | 2011 | Pondok Gede
JS110 | CI-2018-W21-5-0049 | SCHNEIDER SM6 | CBOG | 2018 | Pondok Gede
JS110 | 210.12.BL | EGA | LBS | 2012 | Pondok Gede
JR45 | W39-5-0016 | SCHNEIDER SM6 | LBS | 2018 | Pondok Gede
JR45 | 97018214 | EGA | PB | 2018 | Pondok Gede
JS39 | CI-2018-W20-4-0049 | SCHNEIDER SM6 | LBS | 2018 | Pondok Gede
JS39 | CI-2015-W23-0022 | SCHNEIDER SM6 | LBS | 2015 | Pondok Gede
GD266P | 0165.19.213 | EGA | PB | 2019 | Pondok Gede
JS109P | 3746.17.213 | EGA | LBS | 2017 | Pondok Gede
JS109P | 0448.18.214 | EGA | PB | 2018 | Pondok Gede
JW13 | 0215.19.212 | EGA | LBS | 2019 | Pondok Gede
JR46 | 0353.13.217 | EGA | LBS | 2015 | Pondok Gede
JR46 | 0163.15.211 | EGA | PB | 2015 | Pondok Gede
JR46 | 0278.15.214 | EGA | PB | 2015 | Pondok Gede
JW52 | 0217.19.212 | EGA | LBS | 2019 | Pondok Gede
SN46 | 37-3-0035 | SCHENDER MOTORICE | PMT | 2016 | Menteng
E127A | 0275.19.214 | EGA | PB | 2019 | Pondok Gede
KM120 | 0308.17.216 | EGA | CBO | 2017 | Jatinegara
JR105P | 0288.19.214 | EGA | PB | 2019 | Pondok Gede
PM17A | 0414.17.212 | EGA | LBS | 2017 | Jatinegara
KCP14 | 0228.19.212 | EGA | PMT | 2018 | Cempaka Putih
PK302 | PK302-LBS1 | EGA | LBS MANUAL | 2017 | Tanjung Priok
SD53 | SD53-PB1 | EGA | PB TRAFO |  | Tanjung Priok
KG450 | 0149.17.213 | EGA | LBS MOTORIZE | 2017 | Tanjung Priok
JS66 | - | ABB BC.5 | PB | - | Pondok Gede
GD2B | CI.2018.W35.6.0006 | SCHNEIDER SM6 | LBS |  | Ciracas
GD2B | 645.13.BF | EGA | PB |  | Ciracas
JS184 | 2571.17.213 | EGA | LBS | - | Pondok Gede
JS97 | CI.2016.W35.4.0040 | SCHNEIDER SM6 | LBS | 2016 | Pondok Gede
JS114 | IVZN231261M0007 | ABB UNIS | PGC | - | Pondok Gede
KG251 | - | SCHENEIDER | LBS |  | Marunda
KG251 | - | SCHENEIDER | PB1 |  | Marunda
JS211 | 112017217 | GAE | LBS | - | Pondok Gede
E40A | CI.2019.W18.6.0081 | SCHNEIDER SM6 | LBS |  | Ciracas
KD154A | 502488616/2001-015 | ABB | LBS |  | Pondok Kopi
KB256 | CI-2019-W17-2-0085 | SCHNEIDER | PB | 2019 | Bulungan
MP6 | CI-2019-W21-4-0009 | SCHNEIDER | PB | 2019 | Bulungan
GH0119 | CI-2018-W40-5-0007 | SCHNEIDER | LBS | 2018 | Tanjung Priok
MD68 | - | ABB UNISWITCH | PB |  | Marunda
MD68 | - | ABB UNISWITCH | PGC |  | Marunda
BT413 | CI-2018-W41-1-0051 | SCHNEIDER | LBS | 2018 | Bintaro
E306 | 0471.19.213 | EGA | LBS | 2019 | Kramat Jati
KD133 | CI-2019-W30-3-40004 | SCHNEIDER | LBS | 2019 | Pondok Kopi
PS2N | PMT / PS 167 | SCHNEIDER SM6 | PMT |  | Cempaka Putih
PM153 | PM153 | EGA | LBS-3 |  | Lenteng Agung
KG186 | - | SCHNEIDER | LBS |  | Marunda
PGS5 | - | SCHNEIDER | LBS |  | Marunda
KB19A | CI-2019-W33-1-0009 | SCHNEIDER | PB | 2019 | Bulungan
KB244 | CI-2019-W32-1-0008 | SCHNEIDER | PB | 2019 | Bulungan
TD321 | CI-2019-W33-1-0026 | SCHNEIDER | LBS MOTORIZE | 2019 | Bulungan
TD321 | CI-2019-W34-4-0012 | SCHNEIDER | LBS MOTORIZE | 2019 | Bulungan
KD133 | CI-2018-W29-3-0007 | SCHNEIDER | LBS | 2018 | Pondok Kopi
SD247 | C1.2019.W24.5.1403 | SCHNEIDER SM6 | LBS MOTORIZE | 2019 | Tanjung Priok
E157B | 2017/03 | CONTACT PLASMA | PB |  | Ciracas
E85 | 0592.18.212 | EGA | LBS | 2018 | Pondok Gede
E40B | 1594.18.213 | EGA | LBS | 2017 | Ciracas
GD445 | C1.2018.w35.5.0052 | SCHNEIDER | ACO | 2018 | Ciracas
TP82 | TP82-METERING | ULUSOY | PMT |  | Cempaka Putih
GD79 | CI.2018.W02.6.0038 | SCHNEIDER SM6 | PB |  | Ciracas
KB306 | 331.15. 213 | EGA | LBS MOTORIZE | 2019 | Bulungan
CP206 | 2018CSF1089 | ORMAZABAL | PB | 2018 | Ciputat
CPT8 | 0963,18,214 | EGA | PB | 2018 | Ciputat
TD41 | 0265,19,214 | EGA | PB | 2019 | Ciputat
GD1 | 0296.19.214 | EGA | PB | 2019 | Ciracas
DB111 | DB111-1612-18-218 | EGA | LBS | 2018 | Bandengan
DB111 | DB111-0749-18-212 | EGA | LBS | 2018 | Bandengan
BDU34K | BDU34K-502337531-011 | ABB SAFEPLUS | LBS | 2018 | Bandengan
BDU35 | BDU35-0082.19.212 | EGA | LBS | 2018 | Bandengan
PD14 | 1824 | UNINDO FLUOKIT M | PT | 1996 | Pondok Gede
MP238 | 0131.19.213 | EGA | LBS MOTORIZE | 2019 | Bulungan
E403 | E403-104018214 | EGA | PB | 2018 | Kramat Jati
BK274 | 1478.18.214 | EGA | LBS | 2018 | Marunda
AB227 | AB2277_LBS1 | EGA | LBS 1 |  | Bandengan
CP372N | C1-2018-W33-1-0041 | SCHNEIDER | LBS | 2018 | Ciputat
E44E | 0172.19.213 | EGA | LBS MOTORISED | 2019 | Pondok Gede
KJ411 | CI-2017-W47-3-0006_KJ411 | SCHNEIDER | LBS | 2017 | Kebon Jeruk
JR65 | 0469.18.214 | EGA | PB | 2018 | Pondok Gede
MN25 | 1152.17.213 | EGA | LBS | 2017 | Pondok Gede
MN25 | SM0802590 | SCHNEIDER SM6 | PB | 2012 | Pondok Gede
PDR9 | CI.2018.W21.5.0050 | SCHNEIDER SM6 | CBOG | 2018 | Pondok Gede
PM357 | 0819.18.212/2018 | EGA | LBS-2 |  | Lenteng Agung
PM357 | 1248.18.214/2018 | EGA | PB-1 |  | Lenteng Agung
BK265 | - | SCHNEIDER | LBS |  | Marunda
PM86 | 0323.19.214 | EGA | PB | 2019 | Jatinegara
BK276 | - | ORMAZABAL | LBS |  | Marunda
BK73 | - | SCHNEIDER | LBS |  | Marunda
BK73 | - | EGA | PB |  | Marunda
KB214 | 0001.19.214 | EGA | PB | 2019 | Jatinegara
KB214 | 0322.19.214 | EGA | PB | 2019 | Jatinegara
PM200 | 0092.19.212 | EGA | LBS | 2019 | Jatinegara
GD435 | C1-2018.W39-6-0022 | SCHNEIDER | LBS | 2018 | Ciracas
KB186C | 0 | SCHNEIDER | LBS MOTORIZE |  | Bulungan
BDA40 | C1-2018-W38-5-0019 | SCHINEIDER | LBS MAN | 2018 | Cengkareng
CP301 | CL.2018.W10.3.0059 | SCHNEIDER | LBS | 2018 | Ciputat
CNK28 | 1540.18.218 | EGA | LBS | 2018 | Ciputat
CNK28 | 0799.18.214 | EGA | PB | 2018 | Ciputat
GD436 | CI.2018.W39.4.0055 | SCHNEIDER | LBS | 2018 | Ciracas
CGR56 | 0237.19.214 | EGA | PB-1 |  | Lenteng Agung
E229 | E339-168118213 | EGA | LBS | 2018 | Kramat Jati
GH0073 | C1-2018-W20-6-0006 | SCHINEIDER | LBS MOT | 2018 | Cengkareng
GH0073 | C1-2018-W34-2-0039 | SCHINEIDER | LBS MOT | 2018 | Cengkareng
GH0073 | C1-2018-W21-2-0050 | SCHINEIDER | LBS MOT | 2018 | Cengkareng
GH0059 | 1575.17.213 | EGA | LBS MOT | 2017 | Cengkareng
GH0059 | 1574.17.213 | EGA | LBS MOT | 2017 | Cengkareng
GH0059 | 1529.17.213 | EGA | LBS MOT | 2017 | Cengkareng
GH0102B | C1-2017-W36-1-0006 | SCHINEIDER | LBS MOT | 2017 | Cengkareng
K181 | CI-2018-W43-5-0018 | SCHNEIDER | LBS | 2018 | Jatinegara
KM50 | 1180.18.214 | EGA | PB | 2018 | Jatinegara
PK305 | 0037.19.214 | EGA | PB TRAFO | 2018 | Tanjung Priok
PK161 | 0120.19.214 | EGA | PB 1 | 2019 | Marunda
GD435 | C1-2018.W40-1-0010 | SCHNEIDER | LBS | 2018 | Ciracas
GH0157 | SM1033015CI | SCHNEIDER SM6 | LBS | - | Pondok Gede
GH0157 | SM1034084CI | SCHNEIDER SM6 | LBS | - | Pondok Gede
PM359 | CI-2019-W16-4-0075 | SCHNEIDER | PB-1 |  | Lenteng Agung
B366 | B366-06 | FLUOKIT M | PGDB |  | Bandengan
CK154 | 63085 | ORMAZZABAL | LBS | 2019 | Marunda
CK154 | 63090 | ORMAZZABAL | LBS | 2019 | Marunda
CK90 | 63085 | ORMAZABAL | LBS | 2019 | Marunda
CK90 | 63090 | ORMAZABAL | LBS | 2019 | Marunda
CK90 | 61061 | ORMAZABAL | PB | 2019 | Marunda
PM180 | CI-2019-W28-4-0020 | SCHNEIDER | PB TRAFO | 2019 | Jatinegara
PM180 | CI-2019-W30-5-0004 | SCHNEIDER | LBS | 2019 | Jatinegara
PM180 | CI-2019-W31-1-0026 | SCHNEIDER | LBS | 2019 | Jatinegara
T24B | CI-2019-W37-5-1404 | SCHNEIDER RM6 | LBS | 2019 | Jatinegara
K98 | 2219214 | EGA | PB TRAFO | 2019 | Jatinegara
JR27 | 0278.19.214 | EGA | LBS | 2019 | Pondok Gede
JS106 | 8949 | UNINDO FLUOKIT M | LBS | 2003 | Pondok Gede
JS49 | 0958.12.212 | EGA | LBS | 2017 | Pondok Gede
JS49 | 0886.17.216 | EGA | CBOG | 2017 | Pondok Gede
TD258N | - | SIEMENS | LBS | 2018 | Ciputat
TD258N | - | SIEMENS | PB | 2018 | Ciputat
KM119 | CI-2018-W42-5-0055 | SCHNEIDER | CBOG | 2018 | Jatinegara
KM120 | 1790.18.213 | EGA | LBS | 2018 | Jatinegara
JR105P | 0163.19.213 | EGA | LBS MOTORIZED | 2019 | Pondok Gede
SD240 | SD240-LBS2 | EGA | LBS MOTORIZE | 2017 | Tanjung Priok
KG452 | KG452-PB1 | EGA | PB TRAFO |  | Tanjung Priok
KG329 | - | SCHNEIDER SM6 | KOPEL |  | Tanjung Priok
SD143 | 0376.15.214 | EGA | PB TRAFO | 2015 | Tanjung Priok
PK301 | CI-2016-W21-5-0025 | SCHNEIDER | LBS MANUAL | 2016 | Tanjung Priok
JS21 | 0385.17.212 | EGA | LBS | - | Pondok Gede
JS66 | - | ABB BC.5 | LBS | - | Pondok Gede
E205A | CI.2018.W20.2.0049 (MOT) | SCHNEIDER SM6 | CBOG | 2018 | Pondok Gede
GD136 | CI.2018.W17.3.0005 | SCHNEIDER SM6 | LBS |  | Ciracas
JS114 | SM0800278 | MG SM6 | LBS | - | Pondok Gede
CK64A | - | SCHENEIDER | LBS |  | Marunda
CK64A | - | EGA | PB |  | Marunda
JS206 | CI.2018.W20.3.0030 (MOT) | SCHNEIDER SM6 | CBOG | 2018 | Pondok Gede
PB68 | 1883-19 | ULUSOY ELECTRIC | PB TRAFO | 2019 | Pondok Kopi
PD14 | 1716 | UNINDO FLUOKIT M | B1 | 1996 | Pondok Gede
PD15 | CV06-5094/016 | SIEMENS | PB | 1992 | Pondok Gede
E211A | 22601/032/10/01/E6 | GAE | LBS | 2010 | Pondok Gede
KG261 | - | EGA | LBS |  | Marunda
TB7 | 1969.18.213 | EGA | LBS MOTORIZE | 2018 | Jatinegara
K11C | 0067.19.214 | EGA | PB | 2019 | Jatinegara
KB186C | 0 | SCHNEIDER | LBS |  | Bulungan
KB186C | 0 | EGA | PB |  | Bulungan
KB186C | 0 | SCHNEIDER | LBS |  | Bulungan
BDA40 | C1-2018-W39-6-0011 | SCHINEIDER | LBS MAN | 2018 | Cengkareng
JS83 | 0317.19.214 | EGA | PB | 2019 | Pondok Gede
CKG189 | 0014.19.214 | EGA | PB | 2019 | Cengkareng
GH0073 | C1-2018-W35-5-0041 | SCHINEIDER | LBS MOT | 2018 | Cengkareng
GH0059 | 1600.17.213 | EGA | LBS MOT | 2017 | Cengkareng
GH0102B | C1-2010-W37-5-0021 | SCHINEIDER | LBS MOT | 2010 | Cengkareng
BK177 | - | SCHNEIDER | LBS |  | Marunda
SD246 | CI-2017-W35-1-0004 | SCHNEIDER | LBS MOTORIZE | 2017 | Tanjung Priok
SD246 | 0034.19.214 | EGA | PB TRAFO | 2019 | Tanjung Priok
K11B | 0364.18.234 | EGA | CBOG | 2018 | Jatinegara
TD114 | 1289.18.214 | EGA | PB | 2018 | Bulungan
TA30 | TA30-LBS 3 | EGA | LBS |  | Bandengan
MP144 | 0321.15.209 | EGA | LBS | 2015 | Bulungan
PK39E | PK39E-PB-1 | EGA | PB TRAFO | 2019 | Tanjung Priok
BK24C | - | ORMAZABAL | LBS |  | Marunda
BK24C | 023-0826 | ORMAZABAL | PB |  | Marunda
JW95 | CI-2018-W17-3-0009 | SCHNEIDER SM6 | CBOM | 2018 | Pondok Gede
K99D | 2019CSF6178 | AEP ORMAJABAL | LBS MOTORIZE | 2019 | Jatinegara
K99D | 2019CSF63177 | AEP ORMAJABAL | LBS MOTORIZE | 2019 | Jatinegara
BT409 | 1904.18.213 | EGA | LBS | 2018 | Bintaro
KB26 | C1/2018 /1023/41/C | SCHNEIDER | LBS | 2018 | Bulungan
GH0119 | CI-2019-W29-2-0020 | SCHNEIDER | LBS | 2019 | Tanjung Priok
KB439 | 200.400.96 | ABB Uniswicht | LBS |  | Bulungan
KG257 | W38-2-0023 | SCHNEIDER SM6 | PGC | 2014 | Marunda
PK165 | W43-3-0043 | SCHNEIDER SM6 | LBS | 2015 | Marunda
PK57 | - | SCHNEIDER SM6 | PB 1 | - | Marunda
MK275 | C1-2018-W31-1-0016 | SCHINEIDER | LBS MOT | 2018 | Cengkareng
GH0225A | C1-2016-W21-7-0002 | SCHINEIDER | KOPEL A&B | 2016 | Cengkareng
BDS3 | CI-2018-W40-4-0037 | SCHNEIDER SM6 | LBS MANUAL | 2018 | Bandengan
BDS3 | CI-2018-W38-1-0015 | SCHNEIDER SM6 | LBS MOTORIZE | 2018 | Bandengan
BDS3 | CI-2018-W39-6-0037 | SCHNEIDER SM6 | LBS MANUAL | 2018 | Bandengan
CP512 | 0585-16-212 | EGA | LBS | 2016 | Ciputat
CP515 | 1513-16-213 | EGA | LBS MOTORISE | 2016 | Ciputat
DT94 | DT 94 | SCHENEIDER | CBOG-1 |  | Lenteng Agung
SP133 | - | SCHNEIDER | LBS MOTORIZE | 2017 | Menteng
GD98 | 0882.17.214 | EGA | PB | 2017 | Ciracas
K302 | K302 | EGA | LBS MOT | 2018 | Menteng
CP46A | 0184.17.213 | EGA | LBS |  | Ciputat
TB6 | CI-2017-W35-1-0003 | SCHNEIDER | LBS MOTORIZE | 2017 | Jatinegara
K34B | CI-2017-W31-5-0044 | SCHNEIDER | LBS MOTORIZE | 2017 | Jatinegara
JR212 | T-73005052683-0273 | SIEMENS | LBS | 2017 | Pondok Gede
JR212 | T-73005052683-0032 | SIEMENS | LBS MOTORIZE | 2017 | Pondok Gede
JR218 | T-73005065334-0101 | SIEMENS | LBS | 2017 | Pondok Gede
KG249 | 065.17.214 | EGA | PB | 2017 | Marunda
TG62F | CI-2017W40-3-0023 | SCHNEIDER | PB | 2017 | Cengkareng
BT372 | 358-17-212 | EGA | LBS | 2017 | Bintaro
CD397 | 0536.17.212 | EGA | LBS | 2017 | Bintaro
CD107 | CD107 | SIEMENS | LBS |  | Bintaro
CD42P | CD42P | ABB (RMU) | LBS |  | Bintaro
CD169 | CD169 | FLOUKIT M | LBS |  | Bintaro
BT48 | BT48 | FLOUKIT M | PB |  | Bintaro
CD50 | 1137.17.214 | EGA | PB | 2017 | Bintaro
BT91 | BT91 | MG SM6 | LBS |  | Bintaro
BT365 | BT365 | EGA | LBS |  | Bintaro
BT365 | BT365 | EGA | LBS |  | Bintaro
CD64 | CD64 | EGA | LBS |  | Bintaro
KJ186 | KJ186-LBS1 | FLOUKIT M | LBS |  | Kebon Jeruk
KJ186 | KJ186-LBS2 | FLOUKIT M | LBS |  | Kebon Jeruk
CD78 | CD78 | F & G | PB |  | Bintaro
BT75 | BT75 | F & G | PB |  | Bintaro
CD78 | CD78 | SCHNEIDER | PT |  | Bintaro
BT138 | BT138 | MG. SM 6 | PGDB |  | Bintaro
CD12B | CD12B | KIT 27,2 | PB |  | Bintaro
CD12B | CD12B | ABB | PB |  | Bintaro
CD31 | 1123.17.214 | EGA | PB | 2017 | Bintaro
CP48A | CP48A | FLOUKIT M | METERING |  | Bintaro
BT71 | BT71 | MG. SM 6 | SP |  | Bintaro
BT298 | BT298 | EGA | LBS |  | Bintaro
CD279 | CD279 | FLUKIT M | LBS |  | Bintaro
CD279 | CD279 | FLUKIT M | LBS |  | Bintaro
KL127 | CI.2017.W28.3.0030 | SCHNEIDER | LBS | 2017 | Bintaro
KL194 | KL194 | GAE | LBS |  | Bintaro
KL194 | KL194 | GAE | LBS |  | Bintaro
KL204 | KL204 | SCHNEIDER | LBS |  | Bintaro
KL86 | KL86 | MG KUNING | LBS |  | Bintaro
KL86 | KL86 | FLUKIT M | PB |  | Bintaro
KL86 | KL86 | MG KUNING | PT |  | Bintaro
KL86 | KL86 | MG KUNING | B1 |  | Bintaro
CD96 | CD96 | F & G | LBS |  | Bintaro
CD96 | CD96 | F & G | PB |  | Bintaro
KL86 | KL86 | MG KUNING | PGDB/PGC |  | Bintaro
KL91 | KL91 | F & G | LBS |  | Bintaro
KL91 | KL91 | F & G | PB |  | Bintaro
BT344 | BT344 | SCHNEIDER | LBS |  | Bintaro
BT344 | BT344 | SCHNEIDER | PB |  | Bintaro
CD393 | CD393 | EGA | LBS |  | Bintaro
CD393 | CD393 | EGA | LBS |  | Bintaro
CD393 | CD393 | EGA | PB |  | Bintaro
BT279 | BT279 | EGA | PB |  | Bintaro
BT351 | BT351 | SCHNEIDER | LBS |  | Bintaro
CD125 | CD125 | FLOUKIT M | LBS |  | Bintaro
CD125 | CD125 | FLOUKIT M | PB |  | Bintaro
MD46 | - | SCHNEIDER SM6 | LBS |  | Marunda
CK224 | - | SCHNEIDER SM6 | PGC |  | Marunda
MD36 | - | ORMAZABAL | LBS |  | Marunda
MD36 | - | ORMAZABAL | PB |  | Marunda
MD36 | - | ORMAZABAL | LBS |  | Marunda
K30N | CI-2019-W30-2-0088 | SCHNEIDER | CBO PENYLANG | 2019 | Jatinegara
CD412 | 1245.18.213 | EGA | LBS | 2018 | Bintaro
BT409 | 0080.19.212 | EGA | LBS | 2019 | Bintaro
K218 | CI-2019-W20-5-0026 | SCHNEIDER | LBS MOTORIZE | 2019 | Jatinegara
K218 | CI-2019-W21-1-0021 | SCHNEIDER | LBS MOTORIZE | 2019 | Jatinegara
RG215 | RG 215 | Schneider | LBS-5 |  | Lenteng Agung
RG215 | RG 215 | SCHNEIDER | LBS-8 |  | Lenteng Agung
GD21 | 1941.18.213 | EGA | LBS | 2018 | Ciracas
KDR319 | 18566 | UNINDO | LBS | 2007 | Cengkareng
KDR319 | C1-2019-W20-3-0071 | SCHINEIDER | PB | 2019 | Cengkareng
BDA41 | C1-2019-W28-2-0008 | SCHINEIDER | LBS | 2019 | Cengkareng
BT126 | CI-2019-W28-5-0023 | SCHNEIDER | LBS | 2019 | Bintaro
BT126 | CI-2019-W29-1-0038 | SCHNEIDER | LBS | 2019 | Bintaro
CKG193 | - | SCHINEIDER | PGC | 2019 | Cengkareng
E49 | 0218.16.214 | EGA | PB | 2016 | Ciracas
JW38 | 23774/083/11/01/E6 | GAE | LBS | 2011 | Pondok Gede
MD116 | - | SCHNEIDER SM6 | LBS |  | Marunda
PML16 | 0754.18.212 | EGA | LBS | 2018 | Ciputat
TD404 | 2018CSF63164 | ORMAZABAL | LBS | 2018 | Ciputat
BK164 | - | SCHNEIDER SM6 | LBS |  | Marunda
S112 | 2018.W34.5.0007 | SCHNEIDER | LBS MOTORIZE | 2018 | Menteng
KS81 | w53.3.0027 | SCHNEIDER | LBS | 2016 | Menteng
KS81 | w50.3.0058 | SCHNEIDER | LBS | 2016 | Menteng
KS81 | w37.1.0028 | SCHNEIDER | LBS | 2016 | Menteng
E235 | 0199.18.214 | EGA | PB II | 2018 | Pondok Gede
E44F | 2708.17.213 | EGA | LBS | 2017 | Pondok Gede
KB313 | 3453.17.213.2017 | EGA | LBS | 2017 | Bulungan
KP31 | - | EGA | LBS |  | Marunda
E231 | 3644.17.213 | EGA | LBS | 2017 | Pondok Gede
PIK57K | PIK57-02 | ABB | LBS |  | Bandengan
BDU34K | BDU34K-502337531-013 | ABB SAFEPLUS | PB | 2018 | Bandengan
BDU35 | BDU35-0082.19.213 | EGA | LBS | 2018 | Bandengan
BK266 | 2018CSF63087 | ORMAZABAL | LBS | 2018 | Marunda
PD72 | 10333 | UNINDO FLUOKIT M | LBS | 2007 | Pondok Gede
KPK20 | PB2-KPK20 | EGA | PB |  | Bandengan
RWB3 | C1-2018-W40-1-0023 | SCHINEIDER | LBS MAN | 2018 | Cengkareng
PM24 | PM24_0312.19.214 | EGA | PB | 2019 | Jatinegara
MN55 | CI-2019-W19-4-0031 | SCHNEIDER | LBS MOTORISED | 2019 | Pondok Gede
BK177 | - | EGA | PB |  | Marunda
KD153 | 132.1921 | EGA | LBS MOTORIZE | 2019 | Jatinegara
PK305 | CI-2018-W04-5-0009 | SCHNEIDER | LBS MOTORIZE | 2018 | Tanjung Priok
PK305 | CI-2018-W29-2-0011 | SCHNEIDER | LBS | 2018 | Tanjung Priok
SD246 | CI-2017-W42-4-0002 | SCHNEIDER | LBS | 2017 | Tanjung Priok
SD217 | 2019-SD247-1 | SCHNEIDER SM6 | LBS | 2019 | Tanjung Priok
CK239 | - | SCHNEIDER | PGC |  | Marunda
TD270 | CI-2018-W-39-4-0044 | SCHNEIDER | LBS | 2018 | Bulungan
TD270 | CI-2018-W-38-5-0033 | SCHNEIDER | LBS | 2018 | Bulungan
TD270 | 1306.18.214 | EGA | PB | 2018 | Bulungan
E66 | CI-2016-W21-3-0007 | SCHNEIDER | PB TRAFO | 2019 | Kramat Jati
CB142 | 0474.18.214 | EGA | PB |  | Ciracas
CP27A | 0875.17.216 | EGA | LBS | 2017 | Ciputat
CP161 | C1-2016-W21-5-0057 | SCHNEIDER | LBS | 2016 | Ciputat
CP373N | 1278.18.214 | EGA | PB | 2018 | Ciputat
PML19 | 0199.19.212 | EGA | LBS | 2019 | Ciputat
GD147 | CI.2018.W41.3.0045 | SCHNEIDER SM6 | LBS | 2018 | Ciracas
KP21 | - | ORMAZABAL | LBS |  | Marunda
CK19G | - | EGA | PB |  | Marunda
PD34P | 1911.18.214 | EGA | LBS | 2018 | Pondok Gede
PK49B | 0188.19.214 | EGA | PB 1 | 2019 | Marunda
PK49B | 0186.19.214 | EGA | PB 2 | 2019 | Marunda
PK227 | 3001-004 | ABB SAFEPLUS | LBS | 2018 | Marunda
PK227 | 3001-010 | ABB SAFEPLUS | LBS | 2018 | Marunda
PK227 | 5001-005 | ABB SAFEPLUS | PB | 2018 | Marunda
CK224 | - | SCHNEIDER SM6 | LBS/CBOM |  | Marunda
JS213 | CI.2017.W05.5.0018 | SCHNEIDER SM6 | LBS | 2017 | Pondok Gede
JS217 | 1200.17.213 (MOT) | EGA | LBS | 2017 | Pondok Gede
DT122 | 502308268/3001-017 | ABB SAFE FLUSE | PB-1 |  | Lenteng Agung
PD26 | 13.0244 | ABB UNIS | PB | - | Pondok Gede
PD28 | CI.2015.W39.3.0033 | SCHNEIDER SM6 | CBOG | 2015 | Pondok Gede
BDU31K | 502308268/2001-022 | ABB SAFEPLUS | LBS | 2018 | Bandengan
KG216 | - | EGA | PB |  | Marunda
KSB8 | 751 | FLUOKIT M | PGC |  | Cengkareng
BC291 | 1280-17-2014 | EGA | LBS | 2017 | Cengkareng
KG450 | 0388.17.214 | EGA | PB TRAFO | 2017 | Tanjung Priok
D388 | CL.2019.W03.3.0028 | SCHNEIDER | CBOM | 2019 | Menteng
JR167 | 1311.13.BL | EGA | LBS | 2013 | Pondok Gede
JR42 | CV06-5148/008 | SIEMENS | LBS | 1993 | Pondok Gede
JR231 | 0047.19.213 | EGA | LBS MOTORISED | 2019 | Pondok Gede
JS253 | 0678.18.212 | EGA | LBS | 2018 | Pondok Gede
JS35 | 1035.13.BF | EGA | PB | 2017 | Pondok Gede
JW39 | - | UNINDO FLUOKIT M | LBS | 2006 | Pondok Gede
JW39 | 12.993 | ABB UniSwitch | PB | 2012 | Pondok Gede
GD183 | T73005355599.0121 | SIEMENS | LBS |  | Ciracas
GD58B | 0020.16.212 | EGA | LBS | 2016 | Pondok Gede
GD58A | 0017.21.213 | EGA | LBS | 2021 | Ciracas
KB214 | 0133.19.212 | EGA | LBS MANUAL | 2019 | Jatinegara
K49D | 0083.19.212 | EGA | LBS MANUAL | 2019 | Jatinegara
K49D | 0116.19.214 | EGA | PB | 2019 | Jatinegara
K23N | IDABB419010145 | ABB | LBS | 2018 | Jatinegara
GH0191 | 1504204 | EGA | LBS | 2015 | Pondok Kopi
BK236N | - | SCHNEIDER | ACO |  | Marunda
JW98 | 502541141/2001-030 | ABB | LBS MOTORISED | 2019 | Pondok Gede
PDR19 | 502541141/2001-039 | ABB | LBS SAFE | 2019 | Pondok Gede
E20B | E20B-089118214 | EGA | PB | 2018 | Kramat Jati
PIK56 | 1932-19-CBO-PIK56 | ULUSOY | CBO |  | Bandengan
KG66 | - | SCHNEIDER | CBOM |  | Marunda
JW59 | SM1035043CI | SCHNEIDER | LBS | 2010 | Pondok Gede
JW59 | 11422 | UNINDO | LBS MOTORISED | 2011 | Pondok Gede
CB141 | CI.2019.W34.1.0012 | SCHNEIDER SM6 | LBS |  | Ciracas
GD84 | CI.2017.W24.2.0020 | SCHNEIDER | LBS |  | Ciracas
GD84 | CI.2017.W04.1.0023 | SCHNEIDER | LBS |  | Ciracas
GD84 | CI.2017.W31.30039 | SCHNEIDER | PB |  | Ciracas
PML31 | 2150-19 | ULUSOY ELECTRIC | LBS | 2019 | Ciputat
KM80 | CI-2019-W29-3-0073 | SCHNEIDER | CBO PELANGGAN | 2019 | Jatinegara
PML29 | C1-W34-4-0007 | SCHNEIDER | LBS | 2019 | Ciputat
K10A | CI-2019-W37-5-0076 | SCHNEIDER | CBO PENYULANG | 2019 | Jatinegara
K228 | 2159-19 | ULUSOY | LBS MOTORIZE | 2019 | Jatinegara
JR114 | 0169.19.213 | EGA | LBS MOTORISED | 2019 | Pondok Gede
SP254 | -SP254 | MG | CBO |  | Kebon Jeruk
SP80 | RMU 1993/251 | F&G | PB |  | Kebon Jeruk
BK292 | - | ULUSOY | LBS |  | Marunda
GD74 | 0079.19.214 | EGA | PB |  | Ciracas
GD74 | CI.2019.W26.1.0008 | SCHNEIDER SM6 | PB |  | Ciracas
PIK60 | IDABB419101057 | ABB SAFEPLUS | LBS 1 | 2019 | Bandengan
TD208N | 2393 - 19 | ULUSOY | LBS | 2019 | Ciputat
CP35SN | 0196.19.212 | EGA | LBS | 2019 | Ciputat
CK238 | - | EGA | PB |  | Marunda
E210 | CI.2019.W21.4.0073 | SCHNEIDER | PB | 2019 | Pondok Gede
E301P | 1919.18.213 | EGA | LBS MOTORISED | 2018 | Pondok Gede
E301P | 0693.18.212 | EGA | PB | 2018 | Pondok Gede
JR217 | CI-2020-W08-1-0014 | SCHNEIDER | LBS | 2019 | Pondok Gede
PM298 | PM 298 | SCHNEIDER | LBS-5 |  | Lenteng Agung
MD47 | - | FLOUKIT M | LBS |  | Marunda
MD47 | - | FLOUKIT M | PB |  | Marunda
MP149 | 1926S111 | ORMAZABAL | LBS |  | Bulungan
A102 | A102_PB2 | EGA | PB TRAFO |  | Bandengan
KG186 | - | SCHNEIDER | LBS |  | Marunda
KPK65K | KPK65K-01 | ORMAZABAL | LBS 1 |  | Bandengan
TB82 | CI-2018-W32-4-0039 | SCHNEIDER | ACO | 2018 | Jatinegara
E205C | 0405.17.212 | EGA | LBS (MOTORIZED) | 2017 | Pondok Gede
E205C | 0252.17.213 | EGA | LBS (MOTORIZED) | 2017 | Pondok Gede
E205C | 0245.17.217 | EGA | PB | 2017 | Pondok Gede
JS60 | 802587 | SCHNEIDER SM6 | LBS (MOTORIZED) | - | Pondok Gede
KPK63 | 0139.19.212 | EGA | LBS |  | Bandengan
KPK63 | 05-KPK63-PGC | SCHNEIDER | PGC |  | Bandengan
RG201 | RG201 ; 0769,16212 | EGA | LBS-1 |  | Lenteng Agung
RG201 | RG201 : 0522,16,214 | EGA | PB-1 |  | Lenteng Agung
BK42 | - | EGA | PB |  | Marunda
T414 | 0953-16-216 | EGA | PMT | 2017 | Menteng
CB135 | 0234.17.213 | EGA | LBS |  | Ciracas
CB135 | 0272.17.214 | EGA | PB |  | Ciracas
GD417 | CI.2019.W19.5.0080 | SCHNEIDER SM6 | LBS | 2019 | Ciracas
E238 | CI.2017.W08.4.0041 | SCHNEIDER SM6 | LBS | 2017 | Ciracas
JR211 | CI-2017-W05-1-0012 | SCHNEIDER | PB | 2017 | Pondok Gede
CK65 | 44 | SCHNEIDER | LBS | 2017 | Marunda
PK93 | 0397.15.214 | EGA | PB 2 | 2017 | Marunda
BK135 | 0397.15.214 | EGA | PB 2 | 2017 | Marunda
GD124 | CI.2017.W02.4.0026 | SCHNEIDER SM6 | LBS |  | Ciracas
GH0164 | 13065 | FLUOKIT M+ | LBS MOTORIZE | 2010 | Jatinegara
GH0164 | 13012 | FLUOKIT M+ | LBS MOTORIZE | 2010 | Jatinegara
GD240 | CI.2017.W22.3.0014 | SCHNEIDER SM6 | LBS | 2017 | Ciracas
SP206 | LBSSP191 | ABB BC5 | PB |  | Kebon Jeruk
CPT1 | S/N 1146-17-212 | EGA | LBS | 2017 | Ciputat
CK32 | - | SCHNEIDER SM6 | PB TRAFO |  | Marunda
DT27 | CI-2017-W06-5-0038 | SCHNEIDER | LBS | 2017 | Jatinegara
E431 | E431 PB 1117.17.214 | EGA | PB TRAFO | 2017 | Kramat Jati
SP157 | SP157-SP156 | EGA | LBS | 2016 | Kebon Jeruk
SP157 | SP157PB | EGA | PB TRAFO | 2016 | Kebon Jeruk
MG84 | 3223.17.213 | EGA | LBS MOTORIZE | 2017 | Menteng
SP114 | SP114-KJ227 | ABB | LBS |  | Kebon Jeruk
SP111 | SP111-SUTM | FLOUKIT M | LBS |  | Kebon Jeruk
SP107A | SP107A-SP180 | KIT 27.2 | LBS |  | Kebon Jeruk
GD169 | CI.2018.W202.2.0045 | SCHNEIDER SM6 | LBS |  | Ciracas
B54A | B54A-02 | EGA | LBS | 2017 | Bandengan
B168 | B 168-01 | SCHNEIDER SM6 | LBS MOTORIZE | 2017 | Bandengan
AB105 | AB 105-02 | EGA | LBS MANUAL | 2017 | Bandengan
AB103 | AB 103-1 | EGA | LBS MANUAL | 2017 | Bandengan
MN52 | 0049.18.214 | EGA | PB | 2018 | Pondok Gede
CNK26 | 173005555579 | SIEMENS | LBS MOTORIZE | 2018 | Ciputat
CNK26 | 173005555599.014 | SIEMENS | PB | 2018 | Ciputat
TG471 | W23.2.0011 | Schneider | LBS MOTORIZE | 2018 | Menteng
CK47 | S/N 18041615 | EGA | PGC 2 |  | Marunda
SC10 | C1-2018-W37-5-0038 | SCHNEIDER SM6 | PMT | 2018 | Cempaka Putih
CGR5 | 2018CSF63068 | ORMAZABAL | LBS-1 |  | Lenteng Agung
CGR5 | 2018CSF63067 | ORMAZABAL | LBS-2 |  | Lenteng Agung
PK103B | CI-2018-W30-2-0035 | SCHNEIDER | PB | 2018 | Marunda
TB26 | CI-2018-W42-5-0031 | SCHNEIDER | LBS MANUAL | 2018 | Jatinegara
KD128 | T73005065334-0094 | SIEMENS | LBS | 2017 | Jatinegara
KD128 | 1072.1521 | EGA | PB | 2018 | Jatinegara
AB280 | AB280_KOPEL A-B | SCHNEIDER | LBS |  | Bandengan
A25 | AB253_KOPEL A-B | SCHNEIDER SM6 | LBS |  | Bandengan
A25 | A 25_A23 | SCHNEIDER SM6 | LBS |  | Bandengan
MN54 | 0671.18.212 | EGA | LBS | 2018 | Pondok Gede
GD401 | - | SCHNEIDER SM6 | LBS |  | Ciracas
CD396 | CI-2018-W42-4-003 | SCHNEIDER | LBS | 2018 | Bintaro
MK323 | CI 2018 W38-4-0065 | SCHNEIDER | LBS |  | Bandengan
CK9 | S/N 1806512 | EGA | PB |  | Marunda
KG52 | W35-1-0021 | SCHNEIDER | LBS | 2018 | Marunda
PK51N | S/N 18041233 | EGA | LBS | 2018 | Marunda
PK263N | W32-5-0006 | MG SCHNEIDER | LBS | 2018 | Marunda
BDU22 | BDU22-150317213 | EGA | LBS | 2017 | Bandengan
GD418 | 0600.17.214 | EGA | PB | 2017 | Ciracas
CP520 | 0771-16-212 | EGA | LBS | 2016 | Ciputat
GH0121 | 0986.16.216 | EGA | LBS | 2016 | Pondok Kopi
BT401 | 0254.19.214 | EGA | CBOG | 2019 | Bintaro
TA186 | 0353-19-214 | EGA | PB | 2019 | Cengkareng
JR122 | 22226/032/10/01/E6 | GAE | LBS | 2010 | Pondok Gede
JR122 | 22243/032/10/02/E6 | GAE | PB | 2010 | Pondok Gede
JS138P | 0177.19.213 | EGA | LBS | 2019 | Pondok Gede
JS166 | SM0900052 | SCHNEIDER SM6 | LBS | - | Pondok Gede
JS179 | T73005065334-0013 | SIEMENS | LBS | 2017 | Pondok Gede
KD133 | CI2019-W29-2-0075 | SCHNEIDER | CBOM | 2019 | Pondok Kopi
GNS31K | GNS31K_LBS1 | ABB SAFE PLUS | LBS 1 |  | Bandengan
TD389N | CI-2017-W40-3-0073 | SCHNEIDER | LBS MOTORIZE | 2017 | Bulungan
JTS3 | CV06.5126/014 | SIEMENS COMPACT | LBS | 1993 | Pondok Gede
JW97 | CI-2019-W29-2-0022 | SCHNEIDER SM6 | LBS (MOTORIZED) | 2019 | Pondok Gede
PM101 | 13.0241 | ABB | LBS | 2013 | Jatinegara
K218 | CI-2019-W41-2-0078 | SCHNEIDER | CBOG | 2019 | Jatinegara
RG215 | RG 215 | EGA | LBS-3 |  | Lenteng Agung
RG215 | RG 215 | EGA | LBS-4 |  | Lenteng Agung
RG215 | RG 215 | Schneider | CBOM-1 |  | Lenteng Agung
RG215 | RG 215 | SCHNEIDER | LBS-7 |  | Lenteng Agung
BDA41 | C1-2019-W26-3-0028 | SCHINEIDER | PB | 2019 | Cengkareng
PK91 | 0003.19.214 | EGA | PB 2 | 2019 | Marunda
PK91 | 0127.19.214 | EGA | LBS | 2019 | Marunda
TA128 | CI-2019-W34-3-0002 | SCHINEIDER | CBO | 2019 | Cengkareng
CKG193 | C1-2019-W26-2-0014 | SCHINEIDER | LBS MOT | 2019 | Cengkareng
CKG193 | C1-2019-W26-1-0034 | SCHINEIDER | LBS MOT | 2019 | Cengkareng
TD6N | 2019.CSF.63146 | ORMAZABAL | LBS | 2019 | Bulungan
TD6N | 2019.CSF.63145 | ORMAZABAL | LBS | 2019 | Bulungan
CP444 | C1-2019-W25-4-0078 | EGA | CBOM | 2019 | Ciputat
BC91 | CI-2019/W32-5-0012 | SCHINEIDER | PB | 2019 | Cengkareng
PML25 | C1-2013-E38-1-0016 | SCHNEIDER | LBS | 2013 | Ciputat
PM184 | PM 184 | SCHNEIDER | LBS-6 |  | Lenteng Agung
PML26 | IEC62271-200 (2) | SCHNEIDER | LBS | 2013 | Ciputat
CK140 | - | ABB SAFEPLUS | LBS |  | Marunda
CK140 | - | ABB SAFEPLUS | LBS |  | Marunda
CK44A | - | EGA | PB |  | Marunda
TA188 | C1-2019-W38-3-1402 | SCHINEIDER | LBS MOT | 2019 | Cengkareng
TA188 | C1.2019.W36.5.1402 | SCHINEIDER | LBS MOT | 2019 | Cengkareng
E443 | E443-CI2019W3130043 | SCHNEIDER MOTORIZED | LBS (MOTORIZE) | 2019 | Kramat Jati
JR235 | CI-2018-W37-1-0011,F2 | SCHNEIDER SM6 | ACO | 2019 | Pondok Gede
CPT14 | C1-2019-W34-4.1.0015 | SCHNEIDER | LBS | 2019 | Ciputat
PK58 | CI-2019-W27-3-0007 | SCHNEIDER SM6 | PB2 | 2019 | Tanjung Priok
BK271 | - | SCHNEIDER | LBS |  | Marunda
PS196 | CI-2018-W22-2-0006 | SCHNEIDER SM6 | PMT | 2018 | Cempaka Putih
PS196 | CI-2018-W43-2-20019 | SCHNEIDER SM6 | PMT | 2019 | Cempaka Putih
CD214 | 502576928/7001-002 | ABB | LBS | 2019 | Bintaro
CD214 | 502576928/7001-008 | ABB | PB | 2019 | Bintaro
KJ429 | 1645 - 19-KJ429 | ULUSOY | LBS MOTORIZED | 2019 | Kebon Jeruk
TA189 | T73005555599-0061 | SIEMENS | LBS MAN | 2019 | Cengkareng
KCP16 | 2019CSF63169 | ORMAZABAL | LBS | 2019 | Cempaka Putih
KCP16 | 2019CSF63170 | ORMAZABAL | LBS | 2019 | Cempaka Putih
BK283 | - | SCHNEIDER RM6 NEW | LBS |  | Marunda
BK283 | - | SCHNEIDER RM6 NEW | PB |  | Marunda
CSL1A | 412 | VERCORS MG | PB |  | Ciracas
CSL1A | CI.2017.W40.30061 | SCHNEIDER | LBS |  | Ciracas
CSL1A | JKT-1073 | EGA | LBS |  | Ciracas
CSL1A | 8629911 | VERCORS MG | PGDB |  | Ciracas
CSL1A | 412 | VERCORS MG | B1 |  | Ciracas
PK10 | CL-2015-W45-1-0025 | SCHNEIDER | LBS | 2015 | Tanjung Priok
CPT12 | CI.2019.W20-2-0020 | SCHNEIDER | LBS | 2019 | Ciputat
CPT12 | 0332.19.214 | EGA | PB | 2019 | Ciputat
KM16 | CI-2019-W33-3-0082 | SCHNEIDER | CBOM | 2019 | Jatinegara
KG138 | - | SCHNEIDER | LBS |  | Marunda
TB29 | IDABB419080957 | ABB | PB TRAFO | 2019 | Jatinegara
TB29 | IDABB419080904 | ABB | LBS | 2019 | Jatinegara
TB69 | CI-2019-W30-2-0082 | SCHNEIDER | CBO PENYULANG | 2019 | Jatinegara
BK12F | - | SIEMENS | LBS |  | Marunda
MK90 | 2019CSF61084 | ORMAZABAL | PB | 2019 | Cengkareng
JW37 | - | GAE | PB | 2015 | Pondok Gede
KG137 | 2278-19 | ULUSOY | PGC | 2020 | Marunda
GH0031 | T73005065334-0064 | SIEMENS | LBS MOTORIZE | 2017 | Bulungan
JS80 | 0754-20 | ULUSOY ELECTRIC | LBS | 2020 | Pondok Gede
PML37 | 0568-20 | ULUSOY ELECTRIC | LBS | 2020 | Ciputat
KL229 | 2019.CSF.32029 | ORMAZABAL | PB | 2019 | Bulungan
KL229 | 2013.CSF.03203 | ORMAZABAL | PT | 2013 | Bulungan
BC245P | 61042 | ORMAZABAL | PB | 2018 | Cengkareng
BC245P | 63290 | ORMAZABAL | LBS | 2017 | Cengkareng
BC245P | 63259 | ORMAZABAL | LBS | 2017 | Cengkareng
BBL2C | 6321 | ORMAZABAL | LBS | 2017 | Cengkareng
BBL2C | 6321 | ORMAZABAL | LBS | 2017 | Cengkareng
TB83 | 1008-20 | ULUSOY | LBS MOTORIZED | 2020 | Jatinegara
TB83 | 1071-20 | ULUSOY | LBS MOTORIZED | 2020 | Jatinegara
TB83 | 1243-20 | ULUSOY | CBO PELANGGAN | 2020 | Jatinegara
KB136 | C1.2016.W13.25.0037 | SCHNEIDER | PB | 2016 | Bulungan
MD23 | - | EGA | CBOM |  | Marunda
MD115 | - | SCHNEIDER | KOPEL |  | Marunda
PK101B | - | GAE | LBS ARESTER |  | Marunda
JW29 | 500411660/3011-01 | ABB Safeplus | LBS | 2011 | Pondok Gede
TP126 | 35620213 | EGA | LBS MOTORIZE | 2020 | Cempaka Putih
PIK72 | PIK72-0997-20 | ULUSOY | LBS 1 | 2020 | Bandengan
PIK72 | PIK72-1186-20 | ULUSOY | LBS 2 | 2020 | Bandengan
PIK72 | PIK72-0925-20 | ULUSOY | PB | 2020 | Bandengan
TP76 | PMT-TP76-KPL72 | SCHNEIDER SM6 | PMT |  | Cempaka Putih
SN112 | c1/2016/w48/2/0001 | SCHNEIDER | LBS MOTORIZE | 2016 | Bulungan
PP16 | 12.30.18.214 | EGA | PB | 2018 | Bulungan
PP16 | 0650.18.214 | EGA | PB | 2018 | Bulungan
PP38 | 1319.18.213 | EGA | LBS MOTORIZE | 2018 | Bulungan
JS152P | EJ.013.007 | UNINDO FLUOKIT M | LBS | 2006 | Pondok Gede
JS152P | EJ.013.008 | UNINDO FLUOKIT M | LBS | 2006 | Pondok Gede
JS160 | 24 | UNINDO FLUOKIT M | PB | 2008 | Pondok Gede
TD258N | - | SIEMENS | LBS MOTORIZE | 2018 | Ciputat
GD233 | 1549.18.214 | EGA | PB | 2018 | Ciracas
PK301 | PK301-PB1 | SCHNEIDER | PB TRAFO |  | Tanjung Priok
PM269P | PM269P | ORMAZABAL | PB-1 |  | Lenteng Agung
PM269P | PM269P | ORMAZABAL | LBS-1 |  | Lenteng Agung
JS252 | CI.2018.W35.1.0012 | SCHNEIDER | LBS | 2018 | Pondok Gede
JS252 | CI.2019.W02.5.0032 | SCHNEIDER | CBOM | 2018 | Pondok Gede
K304 | 50317213 | EGA | LBS |  | Menteng
JR231 | CI-2019-WI0-1-0007 | SCHNEIDER | CBOM | 2019 | Pondok Gede
JS253 | 1883.18.213 | EGA | LBS MOTORISED | 2018 | Pondok Gede
JS253 | CI-2018-W10-1-0004 | SCHNEIDER | CBOM | 2018 | Pondok Gede
JR31 | 0668.17.214 | EGA | PB | 2017 | Pondok Gede
GD117 | 1535.18.213 | EGA | LBS |  | Ciracas
E403 | E403-152518213 | EGA | LBS (MOTORIZE) | 2018 | Kramat Jati
BK274 | CI-2018-W35-3-0027 | SCHNEIDER | LBS | 2018 | Marunda
BK272 | 0755.18.212 | EGA | LBS | 2018 | Marunda
AB227 | AB2277_PB TRAFO | EGA | PB TRAFO |  | Bandengan
MK303PAT | C1-2018-W37-5-0007 | SCHINEIDER | LBS | 2018 | Cengkareng
CP372N | 212PJ/611/DISJAYA | SCHNEIDER | PB | 2018 | Ciputat
KJ411 | CI-2017-W46-3-0021_KJ411 | SCHNEIDER | LBS | 2017 | Kebon Jeruk
E322P | CI-2015-W45-1-0022 | SCHNEIDER SM6 | LBS | 2015 | Pondok Gede
MN25 | SM0802588 | SCHNEIDER SM6 | LBS | 2012 | Pondok Gede
JS237 | 0276.16.212 | EGA | LBS | 2016 | Pondok Gede
MN26P | CI-2015-W23-5-0026 | SCHNEIDER SM6 | LBS | 2015 | Pondok Gede
MN26P | CI-2016-W04-4-0010 | SCHNEIDER SM6 | PB | 2016 | Pondok Gede
MN13 | CI-2018-W14-1-0048 | SCHNEIDER SM6 | LBS | 2018 | Pondok Gede
MN13 | CI-2018-W23-3-0042 | SCHNEIDER SM6 | PGC | 2018 | Pondok Gede
GD344 | - | SCHNEIDER SM6 | KOPEL |  | Ciracas
PD58P | 374817213 | EGA | LBS | 2017 | Pondok Gede
JW56 | 176213BF | EGA | PB |  | Pondok Gede
CP520 | 0484-16-214 | EGA | PB | 2016 | Ciputat
E436 | 1504.17.214 E436 | EGA | PB | 2017 | Kramat Jati
A93N | A 93N-01 | EGA | LBS MOTORIZED | 2017 | Bandengan
B193 | B 193-04 | EGA | PB | 2017 | Bandengan
B193 | B 193-05 | SCHNEIDER SM6 | CBOM | 2010 | Bandengan
B434 | B 434-01 | SCHNEIDER SM6 | LBS MOTORIZE | 2017 | Bandengan
B434 | B 434-02 | SCHNEIDER SM6 | LBS MANUAL | 2017 | Bandengan
B58B | B 58B-03 | SCHNEIDER SM6 | PB | 2017 | Bandengan
AB273 | AB 273-01 | ABB UNISWITCH SDC | LBS MOTORIZE | 2010 | Bandengan
AB273 | AB 273-02 | ABB UNISWITCH SDC | LBS MOTORIZE | 2010 | Bandengan
AB273 | AB 273-03 | ABB UNISWITCH SDC | PB | 2010 | Bandengan
AB279 | AB 279-01 | EGA | LBS MOTORIZE | 2010 | Bandengan
AB279 | AB 279-02 | EGA | LBS MANUAL | 2010 | Bandengan
AB279 | AB 279-03 | EGA | PB | 2010 | Bandengan
AB55B | AB 55B-02 | EGA | LBS MANUAL | - | Bandengan
GNS14G | GNS 14G-03 | EGA | PB | 2015 | Bandengan
GNS8P | GNS 8P-01 | EGA | LBS MOTORIZE | 2010 | Bandengan
GNS8P | GNS 8P-02 | EGA | LBS MOTORIZE | 2010 | Bandengan
GNS8P | GNS 8P-03 | EGA | PB | 2010 | Bandengan
AB67 | AB 67-02 | MG VERCORS | LBS MANUAL | - | Bandengan
AB67 | AB 67-05 | MG VERCORS | PT | - | Bandengan
PM125 | PM 125 | EGA | PB-1 |  | Lenteng Agung
GH0403 | C1.2018.W34.S.0012 | SCHNEIDER | LBS | 2018 | Ciputat
CNK6 | 0355.18.234 | EGA | LBS | 2018 | Ciputat
GH0064 | 2646.17.213 | EGA | LBS | 2017 | Pondok Gede
GH0064 | 2606.17.213 | EGA | LBS | 2017 | Pondok Gede
GNS33 | GNS33-C1-2017-W35-4-0035 | SCHNEIDER | LBS | 2018 | Bandengan
GNS33 | GNS33-C1-2018-W42-5-0050 | SCHNEIDER | CBOM | 2018 | Bandengan
RG214 | 60175 | ORMAZABAL | PB-1 |  | Lenteng Agung
JR19 | 3718.17.213 | EGA | LBS | 2017 | Pondok Gede
E186P | 24728/104/11/02/E6 | GAE | PB | 2011 | Pondok Gede
CK214 | - | EGA | LBS |  | Marunda
CK214 | - | EGA | PB |  | Marunda
CNK23 | 0484.18.214 | EGA | PB | 2018 | Ciputat
CP215 | 0339.18.212 | EGA | LBS | 2018 | Ciputat
PK53N | - | SCHNEIDER SM6 | LBS |  | Marunda
CK103 | - | SCHNEIDER SM6 | CBOM |  | Marunda
CP215 | CI2018.10293.0032 | SCHNEIDER | ACO | 2018 | Ciputat
TA172 | 9465 | UNINDO | LBS | 2005 | Cengkareng
CK93 | - | EGA | LBS |  | Marunda
CK19G | - | EGA | LBS |  | Marunda
CK48 | - | KIT 27 | PGDB |  | Marunda
JR147 | 500411660/4001-02 | ABB | LBS | 2011 | Pondok Gede
JR147 | 500411660/5021-23 | ABB | PB | 2011 | Pondok Gede
CK19G | - | EGA | LBS |  | Marunda
BK24 | - | FLOUMATIC | PB |  | Marunda
JR181 | 0297.14.209 | EGA | LBS | 2014 | Pondok Gede
JR181 | 0676.14.209 | EGA | LBS | 2014 | Pondok Gede
JR181 | 0308.14.211 | EGA | PB | 2011 | Pondok Gede
JR69P | R 00 19 137 SF | MERLIN GERLIN RM6 | LBS | - | Pondok Gede
JR69P | R 00 19 137 SF | MERLIN GERLIN RM6 | LBS | - | Pondok Gede
JR69P | R 00 19 137 SF | MERLIN GERLIN RM6 | PB | - | Pondok Gede
JR99P | 0382.15.213 | EGA | LBS | 2015 | Pondok Gede
JR99P | 0252.15.212 | EGA | LBS | 2015 | Pondok Gede
JR99P | 0113.16.214 | EGA | PB | 2015 | Pondok Gede
JTG4 | 5215130 | ORMAZABAL | LBS | - | Pondok Gede
JTG4 | 5215130 | ORMAZABAL | PB | - | Pondok Gede
BK24 | - | SIEMENS | PB |  | Marunda
PK68B | - | SIEMENS | PB 2 |  | Marunda
JR52P | 14463 | UNINDO FLUOKIT M24+ | LBS | 2011 | Pondok Gede
JR52P | 14491 | UNINDO FLUOKIT M24+ | LBS | 2011 | Pondok Gede
DT112 | DT112 : 0288-16-212 | EGA | LBS-1 | 2016 | Lenteng Agung
JGK22 | JGK22 : 0539-16-214 | EGA | PB-1 |  | Lenteng Agung
S152P | 0188.17.212 | EGA | PMT | 2017 | Menteng
KB310N | KB310N | EGA | LBS |  | Bintaro
CD29C | CD29C | KIT 25 | PB |  | Bintaro
CD291 | CD291 | GAE | LBS |  | Bintaro
CD291 | CD291 | GAE | LBS |  | Bintaro
CD291 | CD291 | GAE | PB |  | Bintaro
CD311 | CD311 | EGA | LBS |  | Bintaro
BT385 | BT385 | EGA | LBS |  | Bintaro
BT385 | BT385 | EGA | PB |  | Bintaro
CD324 | CD324 | EGA | LBS |  | Bintaro
CD324 | CD324 | EGA | LBS |  | Bintaro
BT213 | BT213 | M G ( SM6 ) | LBS |  | Bintaro
BT213 | BT213 | M G ( SM6 ) | LBS |  | Bintaro
BT213 | BT213 | M G ( SM6 ) | PB |  | Bintaro
CD338 | CD338 | ABB | LBS |  | Bintaro
CD338 | CD338 | ABB | PB |  | Bintaro
E430 | E430 - E61S 2261.17.213 | EGA | LBS (MOTORIZE) | 2018 | Kramat Jati
PM16N | T73005442624-0110 | SIEMENS | LBS MOTORIZE | 2018 | Jatinegara
PM175N | PM175N | SIEMENS | KOPEL |  | Lenteng Agung
E110 | 0207.16.214 | EGA | PB | 2016 | Pondok Gede
GH0500 | - | EGA | LBS | 2013 | Pondok Gede
RG62P | 2018CSF63076 | ORMAZABAL | LBS-2 | 2018 | Lenteng Agung
RG62P | 2017CSF61077 | ORMAZABAL | PB-1 | 2017 | Lenteng Agung
GD401 | CI.2015.W27.2.0010 | SCHNEIDER SM6 | LBS | 2015 | Ciracas
GD401 | CI.2015.W23.4.0041 | SCHNEIDER SM6 | LBS | 2015 | Ciracas
GD401 | CI.2015.W32.3.0007 | SCHNEIDER SM6 | PGC | 2015 | Ciracas
PS163 | PS163-KOPEL3-4- | MERLIN GERLIN SM6 | PGC |  | Cempaka Putih
PS163 | PS163-KOPEL4-3 | SCHNEIDER SM6 | PMT |  | Cempaka Putih
SP53 | 1612.17.214_SP53 | EGA | PB | 2017 | Kebon Jeruk
KJ337 | 0414.16.216_KJ337 | EGA | PGC | 2016 | Kebon Jeruk
MK192 | T73005052683-0076 | SIEMENS | LBS MANUAL | 2017 | Cengkareng
KJ24 | CI-2018-W21-1-0025_KJ24 | SCHNEIDER | CBO | 2018 | Kebon Jeruk
SP18A | CI-2018-W21-6-0006_SP18A | SCHNEIDER | CBO | 2018 | Kebon Jeruk
SP46 | CI-2018-W13-2-0015_SP46 | SCHNEIDER | LBS | 2018 | Kebon Jeruk
SP41 | CI-2018-W20-3-0031_SP41 | FLOUMATIC | PB | 2018 | Kebon Jeruk
SP46 | CI-2018-W13-4-0002_SP46 | SCHNEIDER | LBS | 2018 | Kebon Jeruk
SP46 | CI-2018-W13-4-0046_SP46 | SCHNEIDER | LBS | 2018 | Kebon Jeruk
SP46 | 0379.18.214_SP46 | EGA | PB | 2018 | Kebon Jeruk
SP46 | 0388.18.214_SP46 | EGA | PB | 2018 | Kebon Jeruk
KJ64 | CI-2018-W32-5-0015_KJ64 | SCHNEIDER | LBS | 2018 | Kebon Jeruk
KJ64 | CI-2018-W34-5-0009_KJ64 | SCHNEIDER | LBS | 2018 | Kebon Jeruk
KJ64 | CI-2018-W23-5-0034_KJ112 | EGA | PB | 2018 | Kebon Jeruk
SP78 | 3709.17.213_SP78 | EGA | LBS | 2017 | Kebon Jeruk
KJ224 | CI-2018-W09-2-0005_KJ224 | SCHNEIDER | CBO | 2018 | Kebon Jeruk
SP163 | CI-2018-W13-4-0019_SP163 | SCHNEIDER | LBS | 2018 | Kebon Jeruk
SP163 | CI-2018-W13-4-0039_SP163 | SCHNEIDER | LBS | 2018 | Kebon Jeruk
SP163 | 0439.18.214_SP163 | EGA | PB | 2018 | Kebon Jeruk
SP132 | CI-2018-W13-4-0018_SP132 | SCHNEIDER | LBS | 2018 | Kebon Jeruk
SP132 | CI-2018-W13-4-0011_SP132 | SCHNEIDER | LBS | 2018 | Kebon Jeruk
SP132 | 0462.18.214_SP132 | EGA | PB | 2018 | Kebon Jeruk
SP132 | 0434.18.214_SP132 | EGA | PB | 2018 | Kebon Jeruk
KM42 | KM42_T73005442541-0068 | SIEMENS | LBS | 2017 | Jatinegara
B201 | CI-2019-W26-1-0076 | SCHNEIDER SM6 | CBOM | 2019 | Bandengan
BK269 | - | SCHNEIDER | PB |  | Marunda
S20C | - | EGA | PMT |  | Menteng
TT65 | 2019-CSF-61086 | ORMAZABAL | PB | 2019 | Menteng
E20B | E20B-W2800015 | SCHNEIDER | LBS (MOTORIZE) | 2019 | Kramat Jati
PM272 | PM272P | ORMAZABAL | PB-1 |  | Lenteng Agung
GH0078 | 181412 | EGA | LBS |  | Pondok Kopi
GH0087 | 0185.19.213 | EGA | LBS |  | Pondok Kopi
GH0087 | 0189.19.213 | EGA | LBS |  | Pondok Kopi
JR77 | CI.2019.W26.2.0054 | SCHNEIDER SM6 | PB |  | Ciracas
JR89 | 0024.14.214 | EGA | PB |  | Ciracas
PIK52 | LBS 1-PIK52 | EGA | LBS |  | Bandengan
PIK52 | LBS2-PIK52 | SCHNEIDER | LBS 2 |  | Bandengan
PIK55 | LBS1-PIK55 | EGA | LBS |  | Bandengan
PIK55 | LBS 2-PIK55 | EGA | LBS |  | Bandengan
CD417 | CI-2013-W13-5-0005 | SCHNEIDER | LBS | 2013 | Bintaro
BT411 | 0090-19-212 | EGA | LBS | 2019 | Bintaro
MG29 | CI-2019-W06-1-0041 | SCHNEIDER | CBO JAR | 2019 | Menteng
PIK53 | LBS1-PIK53 | SIEMENS | LBS |  | Bandengan
MN54 | W4530021 | SCHNEIDER SM6 | PGC | 2018 | Pondok Gede
JR143 | 500411660/3001-05 | ABB SAFEPLUS | LBS | 2011 | Pondok Gede
BK160 | - | ORMAZABAL | PT |  | Marunda
KP5 | - | EGA | LBS |  | Marunda
TD180 | 0736.18.214 | EGA | PB | 2018 | Ciputat
CK29 | - | ORMAZABAL | LBS |  | Marunda
CN133 | 1514.18.213 | EGA | LBS MOTORIZE | 2018 | Ciputat
PML15 | 17.603.6 | FLUOKIT M | LBS | 2018 | Ciputat
TD251 | 2018CDF63152 | ORMAZABAL | LBS | 2018 | Ciputat
TD251 | 2018CSF63215 | ORMAZABAL | LBS | 2018 | Ciputat
TD251 | 2018CSF61083 | ORMAZABAL | PB | 2018 | Ciputat
CB121 | CI.2018.W39.2.0010 | SCHNEIDER SM6 | LBS |  | Ciracas
CB121 | 0130.15.209 | EGA | LBS |  | Ciracas
CB121 | 0042.15.219 | EGA | LBS |  | Ciracas
BK129A | - | EGA | KOPEL ACO |  | Marunda
KB146 | IEC.82271.200 | SCHNEIDER | LBS |  | Bulungan
PK68A | 1021.18.214 | EGA | PB 3 | 2018 | Marunda
PK81 | 3428.17.213 | EGA | LBS | 2017 | Marunda
PK81 | 3632.17.213 | EGA | LBS | 2017 | Marunda
KG107 | 0777.18.214 | EGA | PB 2 | 2018 | Marunda
E114B | CI.2018.W35.6.0008 | SCHNEIDER SM6 | LBS |  | Ciracas
GD1 | CI.2019.W03.5.0024 | SCHNEIDER SM6 | PGC | 2019 | Ciracas
GD1 | 0123.19.213 | EGA | LBS MOTORIZED | 2019 | Ciracas
E84 | E84-132318213 | EGA | LBS (MOTORIZE) | 2018 | Kramat Jati
E84 | E84-143318214 | EGA | PB | 2018 | Kramat Jati
PL265 | 0226.19.212 | EGA | LBS | 2019 | Pondok Kopi
GD180 | 1587.18.213 | EGA | LBS | 2018 | Ciracas
MN38 | 24498/104/11/01/E6 | GAE | LBS | 2011 | Pondok Gede
JR134 | 0285.19.214 | EGA | PB | 2019 | Pondok Gede
JS35 | 2666.17.213 | EGA | LBS | 2017 | Pondok Gede
CB32 | S9502122 | MERLIN GERIN SM6 | LBS |  | Ciracas
BK20 | W45-3-0001 | SCHNEIDER | LBS/CBOM | 2018 | Marunda
AB227 | AB2277_LBS2 | EGA | LBS 2 |  | Bandengan
TA56 | 0354.19.214 | EGA | PB | 2018 | Bandengan
KJ420 | 0812.18.212_KJ420 | EGA | LBS | 2018 | Kebon Jeruk
JS237 | 1399.16.213 (MOT) | EGA | LBS | 2016 | Pondok Gede
PM86 | 0123.19.212 | EGA | LBS | 2019 | Jatinegara
TB42 | TB42_1956.18.213 | EGA | LBS | 2018 | Jatinegara
GD435 | C1-2018.W42-5-0029 | SCHNEIDER | LBS | 2018 | Ciracas
KDR211 | IDABB419010098 | ABB | CBOG | 2018 | Cengkareng
KB229 | CI-2018-W43-5-0013 | SCHNEIDER | LBS | 2018 | Jatinegara
JW95 | CI-2018-W39-4-0008 | SCHNEIDER SM6 | LBS (MOTORIZED) | 2018 | Pondok Gede
GD320P | CI.2017.W21.3.0074 | SCHNEIDER SM6 | PB | 2017 | Ciracas
GD320P | CI.2018.W40.4.0042 | SCHNEIDER SM6 | LBS | 2018 | Ciracas
GD298 | 1788.18.213 | EGA | LBS |  | Ciracas
BDU37K | 502337531/2001-020/2018 | ABB SAFEPLUS | LBS | 2018 | Bandengan
BDU37K | 502337531/3001-015/2018 | ABB SAFEPLUS | PB | 2018 | Bandengan
GH0157 | 0749.15.209 | EGA | LBS | 2015 | Pondok Gede
GH0157 | CI-2015-W41-4-0008 | SCHNEIDER SM6 | LBS | 2015 | Pondok Gede
CK72 | - | ORMAZABAL | PB |  | Marunda
MN40 | CI-2013-W16-4-0020 | SCHNEIDER SM6 | PGDB | 2013 | Pondok Gede
E160A | 0713.17.214 | EGA | PB | 2017 | Pondok Gede
JW12 | 22667/032/10/02/E6 | GAE | PB | 2010 | Pondok Gede
CKG188 | CI-2018-W40-1-0022 | SCHINEIDER | LBS | 2018 | Cengkareng
KB229 | CI-2018-W43-3-0015 | SCHNEIDER | LBS | 2018 | Jatinegara
KDR317 | C1-2018-W43-2-0037 | SCHINEIDER | LBS | 2018 | Cengkareng
CP384 | CL.2012.W21.1.0026 | SCHNEIDER | LBS | 2012 | Ciputat
CGR56 | 0129.19.213 | EGA | LBS-1 |  | Lenteng Agung
CGR56 | 0173.19.212 | EGA | LBS-2 |  | Lenteng Agung
TP124 | 2018CSF631095 | F & G | PB Trafo | 2018 | Cempaka Putih
KG119 | 0053.19.214 | EGA | PB | 2018 | Marunda
PK165 | W03-1-0038 | SCHNEIDER SM6 | PGC | 2019 | Marunda
PK165 | 0166.19.214 | EGA | PB | 2019 | Marunda
GH0219 | 3010057 | SCHINEIDER | LBS MOT | 2018 | Cengkareng
JS181 | SM1117047CI | SCHNEIDER SM6 | LBS | 2011 | Pondok Gede
GH0059 | 1525.17.213 | EGA | LBS MOT | 2017 | Cengkareng
GH0059 | 1586.17.213 | EGA | LBS MOT | 2017 | Cengkareng
PM24 | PM24_CI-2018-W38-5-0034 | SCHNEIDER | LBS | 2018 | Jatinegara
PM23TER | PM23TERC1-2018-W43-2-0022 | SCHNEIDER | LBS | 2018 | Jatinegara
PM23TER | PM23TER_0098.19.214 | EGA | PB | 2019 | Jatinegara
MN55 | CI-2019-W19-4-0039 | SCHNEIDER | LBS MOTORISED | 2019 | Pondok Gede
BK177 | - | EGA | LBS |  | Marunda
K181 | CI-2018-W36-1-0033 | SCHNEIDER | LBS | 2018 | Jatinegara
PK282 | CSF63304 | ORMAZABAL | LBS | 2018 | Marunda
PK282 | CSF63145 | ORMAZABAL | LBS | 2018 | Marunda
PK282 | CSF61074 | ORMAZABAL | PB | 2018 | Marunda
CB63P | 73 | SCHNEIDER RM6 | LBS |  | Ciracas
E443 | E443-CI2019W3320009 | SCHNEIDER MOTORIZED | LBS (MOTORIZE) | 2019 | Kramat Jati
E20B | E20B-W2940015 | SCHNEIDER | ACO (MOTORIZE) | 2019 | Kramat Jati
KB104A | Deici-2019-w36-1-1402 | SCHNEIDER | LBS MOTORIZE | 2019 | Bulungan
SP254 | -SP254 | MG | CBO |  | Kebon Jeruk
KCP17 | SCHNEIDER SM6 / PGC / PGC | SCHNEIDER SM6 | PGC |  | Cempaka Putih
KJ84 | CI-2017-W44-4-0018 | FLOUKIT M | PGC |  | Kebon Jeruk
SP179 | CI-2014-W09-3-0045 | SCHNEIDER | PGC |  | Kebon Jeruk
SP80 | RMU 1993/251 | F&G | LBS |  | Kebon Jeruk
DK35A | CI-2015-W23-2-0040 | EGA | PB2 | 2015 | Cengkareng
GH0191 | CI-2018-W38-4-0072 | SCHNEIDER | LBS | 2018 | Pondok Kopi
KS22 | 2019CSF63154 | ORMAZABAL | LBS MOTORIZE | 2019 | Menteng
KS22 | 2019CSF61087. | ORMAZABAL | PB MANUAL | 2019 | Menteng
KS30 | CI-2019-W28-5-0017 | Schneider SM6 | LBS MOTORIZE | 2019 | Menteng
K209 | - | Schneider | CBOG |  | Menteng
CK254 | - | ULUSOY | LBS |  | Marunda
K231 | SM0401320 | Schneider SM6 | LBS MANUAL | 2012 | Menteng
K243 | CI-2019-W10-5-0010 | Schneider SM6 | CBOG | 2019 | Menteng
K243 | CI-2019-W07-1-0016 | Schneider SM6 | LBS MOTORIZE | 2019 | Menteng
TG2N | CI-2019-W36-3-0012 | SCHNEIDER | PB | 2019 | Menteng
K269 | 2019CSF63258 | ORMAZABAL | LBS MOTORIZE | 2019 | Menteng
K277P | 2019CSF63053 | ORMAZABAL | PB MANUAL | 2019 | Menteng
K279P | 2019CSF63070 | ORMAZABAL | LBS MANUAL | 2019 | Menteng
K289P | CI-2019-W31-5-1402 | Schneider SM6 | LBS-RMU | 2019 | Menteng
K312 | 19CSF61056 | ORMAZABAL | PB MANUAL | 2019 | Menteng
K35C | CI-2019-W34-5-0010 | Schneider SM6 | LBS MOTORIZE | 2019 | Menteng
K5A | CI-2019-W30-2-0014 | Schneider SM6 | LBS MOTORIZE | 2019 | Menteng
K5A | CI-2019-W35-2-0036 | Schneider SM6 | PB MANUAL | 2019 | Menteng
KB212 | NO SERI 4 | EGA | PB MANUAL |  | Menteng
KB287 | CI-2019-W31-3-0044 | Schneider SM6 | LBS MOTORIZE | 2019 | Menteng
KB287 | CI-2019-W16-1-0072 | Schneider SM6 | PB MANUAL | 2019 | Menteng
BK268 | - | SCHNEIDER | PB |  | Marunda
KB33E | CI-2016-W26-6-0033 | Schneider SM6 | CBOM (MP) | 2016 | Menteng
KB41A | CI-2019-W36-3-0034 | Schneider SM6 | LBS MOTORIZE | 2019 | Menteng
KB41B | CI-2016-W15-4-0012 | Schneider SM6 | LBS MANUAL | 2016 | Menteng
KB41B | 1543.18.214 | EGA | PB MANUAL | 2018 | Menteng
KB79A | CI-2019-W11-2-0011 | Schneider SM6 | CBOM | 2019 | Menteng
KN19 | 2302-19 | Ulusoy | CBOM (MP) | 2019 | Menteng
KN205 | 2019CSF63057 | ORMAZABAL | LBS MOTORIZE | 2019 | Menteng
S152P | 0198.17.212 | EGA | PMT | 2017 | Menteng
S152P | 0073.17.214 | EGA | PB | 2017 | Menteng
GH0248 | 1606.16.213 | EGA | LBS | 2016 | Marunda
KG398 | 1402-16-213 | EGA | PB TRAFO |  | Tanjung Priok
PK51N | 230501 | ABB | PB 2 |  | Marunda
CB1 | CI.2017.W32.25.0010 | SCHNEIDER SM6 | LBS | 2017 | Ciracas
CB135 | 0429.17.212 | EGA | LBS |  | Ciracas
AB9 | AB 9-01 | SCHNEIDER SM-6 | CBO RC | 2017 | Bandengan
AB9 | AB 9-02 | SCHNEIDER SM-6 | LBS MANUAL | 2017 | Bandengan
AB9 | AB 9-03 | SCHNEIDER SM-6 | PB | 2017 | Bandengan
CL28 | - | ORMAZABAL | LBS |  | Marunda
CL28 | - | ORMAZABAL | LBS |  | Marunda
CL28 | - | ORMAZABAL | PB |  | Marunda
AB236 | AB 236-01 | EGA | LBS | 2017 | Bandengan
BT369 | 0403.17.212 | EGA | LBS | 2017 | Bintaro
KM110 | 173005052683-0122 | SIEMENS | LBS | 2017 | Jatinegara
PK56 | - | EGA | PB 2 | 2017 | Marunda
GH0164 | 8899 | FLUOKIT - M | LBS MOTORIZE | 1995 | Jatinegara
GH0164 | 0392.15.213 | EGA | LBS MOTORIZE | 2015 | Jatinegara
KL17N | KL17N | KIT.27.2 | LBS |  | Bintaro
KJ153 | KJ153 | FLOUKIT.M | LBS |  | Bintaro
CD315 | CD315 | ABB | PB |  | Bintaro
BT327 | BT327 | SCHNEIDER | LBS |  | Bintaro
DK6 | CI-2017-W36-3-0003 | SCHNEIDER | PB | 2017 | Bintaro
CD37B | CD37B | SCHNEIDER | LBS |  | Bintaro
CP48A | CP48A | ABB | PB |  | Bintaro
BT359 | BT359 | SCHNEIDER | LBS |  | Bintaro
KL78A | KL78A | /FLOUKIT.M | LBS |  | Bintaro
KL110 | KL110 | MG | PB |  | Bintaro
BT127 | BT127 | F & G | LBS |  | Bintaro
CD373 | CD373 | EGA | LBS |  | Bintaro
BT194 | BT194 | SCHNEIDER | CBOG |  | Bintaro
TD196A | TD196A | KIT 27,2 | PB |  | Bintaro
BT328 | BT328 | SCHNEIDER | LBS |  | Bintaro
TD304 | TD304 | SIEMENS | LBS |  | Bintaro
BT317 | BT317 | EGA | LBS |  | Bintaro
KL71 | KL71 | F & G | LBS |  | Bintaro
KL83 | KL83 | MG | LBS |  | Bintaro
CD6 | CD6 | ABB | LBS |  | Bintaro
BT157 | BT157 | SCHNEIDER | LBS |  | Bintaro
BT157 | BT157 | SCHNEIDER | LBS |  | Bintaro
BT139 | BT139 | SIEMENS | CBOG |  | Bintaro
CD101 | CD101 | MG (V6) | LBS |  | Bintaro
CD101 | CD101 | MG (V6) | PB |  | Bintaro
CD101 | CD101 | MG (V6) | PGDB |  | Bintaro
CD79 | CD79 | ABB | PB |  | Bintaro
BT176 | BT176 | GAE | LBS |  | Bintaro
CD188 | CD188 | ABB | PB |  | Bintaro
CD233 | CD233 | GAE | LBS |  | Bintaro
CD295 | CD295 | GAE | LBS |  | Bintaro
CD295 | CD295 | GAE | PB |  | Bintaro
CD56 | CD56 | KIT 27.2 | LBS |  | Bintaro
CD91 | CD91 | SIEMENS | LBS |  | Bintaro
CD11A | CD11A | SCHNEIDER | PB |  | Bintaro
CD186 | CD186 | MG SM6 | PB |  | Bintaro
CD186 | CD186 | GAE | CBOG |  | Bintaro
CD180 | CD180 | FLOUKIT M | PB |  | Bintaro
CD39 | CD39 | KIT 27,2 | LBS |  | Bintaro
CD39 | CD39 | KIT 27,2 | PB |  | Bintaro
CD275 | CD275 | ORMAZABAL | LBS |  | Bintaro
CD33 | CD33 | SCHNEIDER | LBS |  | Bintaro
CD358 | CD358 | SCHNEIDER | LBS |  | Bintaro
CD358 | CD358 | SCHNEIDER | LBS |  | Bintaro
CD358 | CD358 | SCHNEIDER | PB |  | Bintaro
CD33 | CD33 | SCHNEIDER | LBS |  | Bintaro
CD33 | CD33 | SCHNEIDER | LBS |  | Bintaro
CD33 | CD33 | EGA | PB |  | Bintaro
CD376 | CD376 | SCHNEIDER | LBS |  | Bintaro
CD202 | Seri 1145-19 | ULUSOY | PB |  | Bintaro
CD169 | CD169 | FLOUKIT M | PT |  | Bintaro
BT116 | BT116 | SCHNEIDER | PT |  | Bintaro
BT116 | BT116 | SCHNEIDER | PGDB / PGC |  | Bintaro
BT310 | BT310 | SCHNEIDER | LBS |  | Bintaro
BT331 | BT331 | SCHNEIDER | LBS |  | Bintaro
CD195 | CD195 | OMARZABAL | PB |  | Bintaro
CP242 | CP242 | EGA | PB |  | Bintaro
KL184 | KL184 | SM 6 | METERING |  | Bintaro
CD257 | CD257 | GAE | PB |  | Bintaro
AB41 | AB 41-03 | EGA | PB | 2017 | Bandengan
A21 | A 21-01 | EGA | LBS MOTORIZE | 2017 | Bandengan
KM42 | KM42_T73005442624-0038 | SIEMENS | LBS MOTORIZE | 2017 | Jatinegara
KM42 | KM42_1213.18.214 | EGA | PB | 2018 | Jatinegara
KM27 | T73005442624-0038 | SIEMENS | LBS | 2017 | Jatinegara
KM27 | 1767.17.234 | EGA | CBOG | 2017 | Jatinegara
KM27 | 1226.18.214 | EGA | PB TRAFO | 2016 | Jatinegara
SP124A | CI-2018-W35-4-0010_SP124A | SCHNEIDER | LBS | 2018 | Kebon Jeruk
SP124A | 0784.18.214_SP124A | EGA | PB | 2018 | Kebon Jeruk
SP124A | 0728.18.214_SP124A | EGA | PB | 2018 | Kebon Jeruk
BK170 | - | EGA | LBS |  | Marunda
D367 | 0328.17.214 | EGA | PMT | 2017 | Menteng
SC6 | 1169-17-213-2017 | EGA | PMT | 2017 | Cempaka Putih
JR214 | T73005065334-0078 | SIEMENS | LBS MOTORIZE | 2017 | Pondok Gede
KG128 | 1024.17.212 | EGA | LBS | 2017 | Marunda
T276 | T276 | SCHNEIDER | PGC |  | Menteng
CD37B | CD37B | GAE | PB |  | Bintaro
CD69 | CD69 | MG | LBS |  | Bintaro
BT110 | BT110 | MG. SM 6 | PT |  | Bintaro
BT310 | BT310 | SCHNEIDER | LBS |  | Bintaro
BT319 | BT319 | SCHNEIDER | LBS |  | Bintaro
BT331 | BT331 | SCHNEIDER | LBS |  | Bintaro
BT331 | BT331 | SCHNEIDER | PB |  | Bintaro
CD169 | CD169 | EGA | PGDB |  | Bintaro
CP176 | CP176 | FLUKIT M | PT |  | Bintaro
CP176 | CP176 | FLUKIT M | PGDB/PGC |  | Bintaro
CD195 | CD195 | OMARZABAL | LBS |  | Bintaro
CD169 | CD169 | MG SM 6 | B1 |  | Bintaro
CD33C | CD33C | KIT 27,2 | PB |  | Bintaro
CD257 | CD257 | GAE | LBS |  | Bintaro
CD391 | CD391 | EGA | PGDB / PGC |  | Bintaro
KL110 | KL110 | MG | PT |  | Bintaro
CD41B | CD41B | C .PLSMA | PB |  | Bintaro
KL189 | KL189 | GAE | LBS |  | Bintaro
CD29A | CD29A | KIT 25 | PB |  | Bintaro
BT48 | BT48 | FLOUKIT M | LBS |  | Bintaro
BT86 | BT86 | FLUKIT M | LBS |  | Bintaro
CP244 | CP244 | FLUKIT M | METERING |  | Bintaro
CD1 | CD1 | FLUKIT M | SP |  | Bintaro
CD32 | CD32 | FLOUMATIC | PB |  | Bintaro
KL127 | CI.2017.W42.4.0028 | SCHNEIDER | LBS | 2017 | Bintaro
KL204 | KL204 | SCHNEIDER | LBS |  | Bintaro
KL86 | KL86 | MG KUNING | LBS |  | Bintaro
CD96 | CD96 | F & G | LBS |  | Bintaro
CD192 | CD192 | GAE | LBS |  | Bintaro
CD305 | CD305 | EGA | LBS |  | Bintaro
CD311 | CD311 | EGA | PB |  | Bintaro
CD361 | CD361 | SCHNEIDER | PB |  | Bintaro
BT225 | BT225 | SCHNEIDER | CBOG |  | Bintaro
KJ161 | KJ161 | F & G | LBS |  | Bintaro
BT196 | BT196 | SCHNEIDER | CBOG |  | Bintaro
CD106 | CD106 | FLUOKIT M | LBS |  | Bintaro
CD106 | CD106 | FLUOKIT M | PB |  | Bintaro
CD106 | CD106 | FLUOKIT M | PGDB/PGC |  | Bintaro
BT234 | BT234 | UNINDO | PB |  | Bintaro
CD126 | CD126 | F & G | LBS |  | Bintaro
CD17 | CD17 | FLOUMATIC | LBS |  | Bintaro
CD363 | CD363 | SCHNEIDER | PB |  | Bintaro
CD40 | CD40 | KIT 25 | PB |  | Bintaro
CD145 | CD145 | F & G | PB |  | Bintaro
CD45 | CD45 | KIT 25 | LBS |  | Bintaro
BT195 | BT195 | ABB | B1 |  | Bintaro
BT301 | BT301 | F & G | CBOG |  | Bintaro
CD85 | CD85 | SIEMENS | LBS |  | Bintaro
CD85 | CD85 | FLUKIT M | PB |  | Bintaro
CD196 | CD196 | ABB | LBS |  | Bintaro
BT170 | BT170 | SCHNEIDER | LBS |  | Bintaro
KL137 | KL137 | F&G | LBS |  | Bintaro
KL137 | KL137 | F&G | PB |  | Bintaro
CD60 | CD60 | ABB | PB |  | Bintaro
KL137 | KL137 | F&G | PB |  | Bintaro
CD65 | CD65 | SCHNEIDER | PB |  | Bintaro
CD360 | CD360 | SCHNEIDER | LBS |  | Bintaro
CD360 | CD360 | SCHNEIDER | PB |  | Bintaro
CD294 | CD294 | GAE | LBS |  | Bintaro
CP476 | 2133.17.213 | EGA | LBS | 2019 | Ciputat
K5B | CI-2019-W31-4-0012 | SCHNEIDER | LBS | 2019 | Jatinegara
PM114 | PM114_CI-2019-W34-4-0040 | SCHNEIDER | LBS MOTORIZED | 2019 | Jatinegara
TB80 | CI-2019-W32-3-0040 | SCHNEIDER | LBS | 2019 | Jatinegara
TB80 | CI-2019-W32-3-0040 | SCHNEIDER | LBS | 2019 | Jatinegara
CP167 | CI-2019-W30-4-0086 | SCHNEIDER | LBS CBOG | 2019 | Ciputat
GH0141 | CI-2019-W30-2-0087 | SCHNEIDER | LBS CBOG | 2019 | Ciputat
PK306 | CL-2019-W29-3-0013 | SCHNEIDER SM6 | LBS MOTORIZE | 2019 | Tanjung Priok
PK306 | CL-2018-W19-5-0065 | SCHNEIDER SM6 | LBS | 2018 | Tanjung Priok
PK306 | CL-2019-W30-3-0079 | SCHNEIDER SM6 | CBOM | 2019 | Tanjung Priok
GD438 | C1-2019.W25-2-0071 | SCHNEIDER SM6 | LBS | 2019 | Ciracas
GD21 | 1939.18.213 | EGA | LBS | 2018 | Ciracas
GD21 | 0041.19.214 | EGA | PB | 2019 | Ciracas
KDR319 | 19585 | UNINDO | LBS | 2007 | Cengkareng
BDA41 | C1-2019-W26-2-0013 | SCHINEIDER | LBS | 2019 | Cengkareng
D391 | 1827-18-213 | EGA | PMT |  | Menteng
D391 | 0946-18-212 | EGA | PMT |  | Menteng
D391 | 0194-19-214 | EGA | PB |  | Menteng
PK91 | 0614.18.212 | EGA | LBS | 2018 | Marunda
PK91 | 0013.18.2112 | EGA | PB 1 | 2019 | Marunda
BT126 | CI-2019-W27-3-0086 | SCHNEIDER | CBOG | 2019 | Bintaro
E49 | CI.2016.W43.10.0010 | SCHNEIDER SM6 | PB | 2016 | Ciracas
E49 | 03.10.050 | ABB UNISWITCH | LBS | 2003 | Ciracas
TD6N | 2019.CSF.61080 | ORMAZABAL | PB | 2019 | Bulungan
GD128 | GD128-109917234 | EGA | PB TRAFO | 2017 | Kramat Jati
E287P | E287-CSF6111 | ORMAZABAL | PB | 2019 | Kramat Jati
E287P | E287-CSF63249 | ORMAZABAL | LBS | 2019 | Kramat Jati
KG52 | 0017.19.214 | EGA | PB | 2019 | Marunda
PML25 | IEC62271-200 (1) | SCHNEIDER | LBS | 2013 | Ciputat
PML25 | C1-2019-W30-1-0009 | SCHNEIDER | PB | 2019 | Ciputat
PM184 | PM 184 | EGA | CBOG-1 |  | Lenteng Agung
PM184 | PM 184 | SCHNEIDER | LBS-5 |  | Lenteng Agung
PML26 | 3606-13-80 (EX CN33) | SCHNEIDER | LBS | 2013 | Ciputat
PML26 | C1-2019-W29-5-0035 | SCHNEIDER | PB | 2019 | Ciputat
CK165 | - | ABB SAFEPLUS | LBS |  | Marunda
CK165 | - | ABB SAFEPLUS | LBS |  | Marunda
CK165 | - | ABB SAFEPLUS | PB |  | Marunda
CK23X | - | ORMAZABAL | LBS |  | Marunda
CK23X | - | ORMAZABAL | PB |  | Marunda
E443 | E443-CI2018W3740003F2 | SCHNAIDER | ACO | 2018 | Kramat Jati
E443 | E443-CI2019W2150075 | SCHNEIDER | CBOG | 2019 | Kramat Jati
E444 | E444-CI2019-W3351404 | SCHNEIDER | PB TRAFO | 2019 | Kramat Jati
BDU38 | CI-2019-W20-1-0020 | SCHNEIDER SM6 | LBS MOTORIZED | 2019 | Bandengan
BDU38 | CI-2018-W41.6-0001 | SCHNEIDER SM6 | CBOM | 2018 | Bandengan
BC352P | 502356308/1001-039 | ABB | PT | 2018 | Cengkareng
KSB8 | 1289 | FLUOKIT M | LBS | 2007 | Cengkareng
KJ399 | 1-KJ399 | SCHNEIDER | LBS MOTORIZED | 2018 | Kebon Jeruk
BC345 | 400585 | MG | PGC |  | Cengkareng
KJ399 | KOPEL 2 | SCHNEIDER | LBS MOTORIZED | 2018 | Kebon Jeruk
KJ399 | 1-KJ399 | SCHNEIDER | LBS | 2018 | Kebon Jeruk
KP16 | - | ORMAZABAL | LBS |  | Marunda
JR235 | CI-2019-W34-4-0008 | SCHNEIDER SM6 | LBS (MOTORIZED) | 2019 | Pondok Gede
KJ427 | 1630-19-KJ427 | ULUSOY | LBS MOTORIZED | 2019 | Kebon Jeruk
CD214 | 502576928/6001-003 | ABB | LBS | 2019 | Bintaro
KJ429 | 1638 - 19-KJ429 | ULUSOY | LBS MOTORIZED | 2019 | Kebon Jeruk
TA189 | CI-2019-W29-4-0032 | SCHINEIDER | PB | 2019 | Cengkareng
GD20N | 2019CSF61118 | ORMAZABAL | PB | 2019 | Ciracas
GD20N | 2019CSF6118 | ORMAZABAL | LBS | 2019 | Ciracas
GH0103 | - | FLUOKIT M | LBS AR | 2019 | Cengkareng
KCP16 | 2019CSF61091 | ORMAZABAL | PB | 2019 | Cempaka Putih
BK283 | - | SCHNEIDER RM6 NEW | LBS |  | Marunda
D392 | CSF-61009 | ORMAZABAL | PB | 2019 | Menteng
CSL1A | CI.2017.W40.3.0020 | SCHNEIDER | LBS |  | Ciracas
E159 | CI.2019.W26.1.0012 | SCHNEIDER SM6 | PB | 2019 | Ciracas
CPT12 | CI.2018.W40-4-0047 | SCHNEIDER | LBS | 2018 | Ciputat
KM16 | CI-2019-W26-3-0041 | SCHNEIDER | LBS MOTORIZED | 2019 | Jatinegara
KM123 | CI-2019-W26-3-0036 | SCHNEIDER | LBS MOTORIZED | 2019 | Jatinegara
KG242 | - | SCHNEIDER | PB |  | Marunda
KP44 | - | SCHNEIDER | LBS |  | Marunda
SP1C | 63289 | ORMAZABAL | LBS | 2017 | Menteng
SP26B | CI-2019-W36-5-0023 | Schneider SM6 | LBS Motorized | 2019 | Menteng
SP56 | CI-2019-W33-4-0012 | Schneider SM6 | PB 1 | 2019 | Menteng
KN244P | 2019CSF61051 | ORMAZABAL | PB MANUAL | 2019 | Menteng
KN244P | 2019-CSF-63024 | ORMAZABAL | LBS MANUAL | 2019 | Menteng
KN245 | 0844.16.216 | EGA | CBOG | 2019 | Menteng
KN248 | CI-2019-W36-2-0076 | Schneider SM6 | CBOG |  | Menteng
KN204P | CI-2019-W36-5-0027 | Schneider SM6 | LBS MOTORIZE |  | Menteng
KS1A | 2019CSF61085 | ORMAZABAL | PB MANUAL |  | Menteng
KS39 | 1358.18.213 | EGA | LBS MOTORIZE | 2018 | Menteng
KS59 | CI-2017-W20-1-0033 | Schneider SM6 | LBS MOTORIZE | 2018 | Menteng
KS83 | CI-2019-W27-5-0017 | Schneider SM6 | LBS MOTORIZE | 2019 | Menteng
KS38 | 1357.18.213 | EGA | LBS MOTORIZE | 2018 | Menteng
TB81 | 588/12/BL | EGA | LBS | 2012 | Jatinegara
TB15 | CI-2020-W04-1-0005 | SCHNEIDER | LBS | 2020 | Jatinegara
MD116 | - | SCHNEIDER SM6 | LBS |  | Marunda
CNK9 | 2018SCF63181 | ORMAZABAL | LBS | 2018 | Ciputat
CP139 | 13.1432 | ABB | PB | 2013 | Ciputat
RG216 | 0570.18.2144 | EGA | PB-1 |  | Lenteng Agung
TT35 | - | SCHNEIDER | CBOM |  | Menteng
KS81 | w35.1.0037 | SCHNEIDER | CBO | 2016 | Menteng
E235 | 0201.18.214 | EGA | PB I | 2018 | Pondok Gede
KJ418 | 0964-18-212_KJ418 | EGA | LBS | 2018 | Kebon Jeruk
JW69 | CI-2015-W21-2-0016 | SCHNEIDER SM6 | PB | 2015 | Pondok Gede
E172 | 1481.17.214 | EGA | PB | 2017 | Pondok Gede
E172 | CI-2018-W20-5-0031 | SCHNEIDER SM6 | CBOM | 2018 | Pondok Gede
E172A | 638.13.BF | EGA | PB | 2013 | Pondok Gede
E172B | CI-2016-W23-1-0025 | SCHNEIDER SM6 | CBOM | 2016 | Pondok Gede
E272 | E272-W4210006 | SCHNEIDER | LBS (MOTORIZE) | 2018 | Kramat Jati
KL238 | 0176.18.212 | EGA | LBS | 2018 | Bulungan
KB611 | 0 | EGA | LBS MOTORIZE | 2018 | Bulungan
KB611 | 1554.17.214 | EGA | PB | 2017 | Bulungan
GH0121 | W19-7-0004 | SCHNEIDER | LBS | 2016 | Pondok Kopi
JW45 | SM039201CI | SCHNEIDER SM6 | LBS | 2009 | Pondok Gede
JS239 | 0201.16.212 | EGA | LBS | 2016 | Pondok Gede
MN39 | CI-2021-W38-5-1404 | SCHNEIDER RM 6 | PB | 2021 | Pondok Gede
E208 | CI.2017.W17.4.0026 | SCHNEIDER SM6 | CBOG | 2017 | Pondok Gede
E102G | 12.1532 | ABB UniSwitch | LBS | 2012 | Pondok Gede
DT122 | 502308268/1001-014 | ABB SAFEPLUS MN | LBS-2 |  | Lenteng Agung
PD28 | CI.2018.W10.6.0024 | SCHNEIDER SM6 | PB | 2018 | Pondok Gede
KG216 | - | EGA | LBS |  | Marunda
BC145 | - | SIEMENS | LBS |  | Cengkareng
BC2P | - | ORMAZABAL | LBS |  | Cengkareng
RG202 | RG202 | SCHENEIDER | LBS-3 |  | Lenteng Agung
RG202 | RG202 | SCHENEIDER | KOPEL |  | Lenteng Agung
PL254 | Cl - 2018 - W28 -6 -0038 | SCHNEIDER | LBS | 2018 | Pondok Kopi
RWBE | 1603.18.213 | EGA | LBS | 2018 | Pondok Kopi
RWBE | 0785.18.212 | EGA | LBS | 2018 | Pondok Kopi
CB15 | 502308268/1001.006 | ABB SAFEPLUS | LBS | 2018 | Ciracas
PK220 | 10375202 | ORMAZABAL | LBS | 2011 | Marunda
JW42 | 0212.19.212 | EGA | PB | 2019 | Pondok Gede
JW42 | 0176.19.213 | EGA | LBS | 2019 | Pondok Gede
JS73 | 0220.19.212 | EGA | PB | 2019 | Pondok Gede
CKG185 | T73005555599-0143 | SIEMENS | LBS | 2018 | Cengkareng
GD159 | CI.2018.W17.4.0011 | SCHNEIDER SM6 | LBS | 2018 | Ciracas
GD245 | 95114441 | MERLIN GERIN SM6 | PGDB | 1995 | Ciracas
GD431 | CI.2018.W43.1.0037 | SCHNEIDER SM6 | LBS | 2018 | Ciracas
GD431 | CI.2018.W43.1.0033 | SCHNEIDER SM6 | LBS | 2018 | Ciracas
JW28 | 500411660/4011-04 | ABB SAFEPLUS | LBS | 2011 | Pondok Gede
E333P | 500411660/5021-15 | ABB SAFEPLUS | PB | 2011 | Pondok Gede
TD288N | 176046 | FLUOKIT M Retrovit | LBS | 2017 | Ciputat
TD288N | 176041 | FLUOKIT M Retrovit | PB | 2017 | Ciputat
KDR307 | 134417212 | EGA | LBS | 2017 | Cengkareng
CKG198 | 1278.21.213 | EGA | LBS | 2021 | Cengkareng
TD233 | CI-2019-W28-2-0074 | SCHNEIDER | CBO | 2019 | Bulungan
PP78 | CI-2019-W31-2-0008 | SCHNEIDER | LBS MOTORIZE | 2019 | Bulungan
KB411 | T7.3005.065.334.0062 | SIEMENS | LBS MOTORIZE |  | Bulungan
TT18 | CI-2017-W46-2-0019 | SCHNEIDER | LBS MOT | 2017 | Menteng
KG244 | - | SCHNEIDER | LBS |  | Marunda
CK173 | - | EGA | PGC |  | Marunda
E287P | E287-CSF63248 | ORMAZABAL | LBS | 2019 | Kramat Jati
KG32 | 0275.18.212 | EGA | LBS | 2018 | Marunda
BK277 | - | SCHNEIDER | LBS |  | Marunda
KJ399 | 4-KJ399 | SCHNEIDER | LBS | 2018 | Kebon Jeruk
KG132 | - | EGA | LBS |  | Marunda
BK280 | - | EGA | LBS |  | Marunda
PIK53 | LBS2-PIK53 | SIEMENS | LBS |  | Bandengan
PIK53 | PB-PIK53 | SIEMENS | PB |  | Bandengan
PIK51 | LBS1-PIK51 | EGA | LBS |  | Bandengan
PIK50 | LBS1-PIK50 | SIEMENS | LBS |  | Bandengan
PIK50 | LBS2-PIK50 | SIEMENS | LBS |  | Bandengan
CKG194 | CI-2019-W36-4-0021 | SCHINEIDER | LBS MAN | 2019 | Cengkareng
CKG194 | CI-2019-W20-3-0033 | SCHINEIDER | LBS MAN | 2019 | Cengkareng
CKG194 | CI -2019-W36-4-0072 | SCHINEIDER | PGC | 2019 | Cengkareng
BK284 | - | SCHNEIDER | LBS |  | Marunda
CK133 | - | SCHNEIDER | LBS |  | Marunda
CB141 | CI.2018.W39.1.0011 | SCHNEIDER SM6 | LBS |  | Ciracas
CB141 | CI.2018.W40.2.0039 | SCHNEIDER SM6 | LBS |  | Ciracas
E129 | E129-024317213 | EGA | LBS (MOTORIZE) | 2017 | Kramat Jati
E129 | E129-093016213 | EGA | LBS (MOTORIZE) | 2016 | Kramat Jati
T442 | CL-2019-40-4-0082 | SCHNEIDER | CBOM | 2019 | Menteng
MD117 | - | SIEMENS | ACO |  | Marunda
MD117 | - | SIEMENS | LBS |  | Marunda
KB111 | C1-2019-W19-3-0072 | SCHNEIDER | CBO | 2019 | Bulungan
KG14 | CI-2019-W48-2-0021 | SCHNEIDER | LBS MOTORIZE | 2019 | Tanjung Priok
KG14 | CI-2019-W38-2-0013 | SCHNEIDER | PB TRAFO | 2019 | Tanjung Priok
KCP17 | CI-2019-W29-5-0009 | SCHNEIDER SM6 | PMT | 2019 | Cempaka Putih
KB104A | Deici-2019-w34-1-1404 | SCHNEIDER | LBS MOTORIZE | 2019 | Bulungan
KB247 | 9717.2005 | FLUOKIT M | LBS |  | Bulungan
KB247 | C1.2017.W42.3.0024 | SCHNEIDER | LBS |  | Bulungan
KB211 | Deqci-2019-w43-4-1402 | SCHNEIDER | PB |  | Bulungan
KB206 | R1MAN.77305052683.2017 | SIEMENS | LBS |  | Bulungan
KB224 | C1.2019.W30.4.0016 | SCHNEIDER | LBS |  | Bulungan
KB224 | 1714.17.213.2017 | EGA | LBS |  | Bulungan
KG213 | - | EGA | LBS |  | Marunda
KG213 | - | EGA | PB |  | Marunda
BK191 | - | MERLIN GERIN | LBS |  | Marunda
GD290 | 1942.18.213 | EGA | LBS | 2018 | Ciracas
GD290 | 0043.19.213 | EGA | LBS | 2019 | Ciracas
GD308 | 2017CSF60125 | ORMAZABAL | LBS |  | Ciracas
PL271 | 198066 | EGA | LBS | 2019 | Pondok Kopi
PIK59 | IDABB419101081 | ABB SAFEPLUS | PB | 2019 | Bandengan
GH0320 | 0246.14.209 | EGA | LBS | 2014 | Bulungan
JS257 | CI-2019-W38-3-0049 | SCHNEIDER | PB | 2019 | Pondok Gede
GH0191 | 2725.13.BL | EGA | LBS |  | Pondok Kopi
KJ434 | CI-2020-W20-2-0036-KJ434 | SCHNEIDER | LBS MOTORIZED | 2020 | Kebon Jeruk
KJ434 | CI-2020-W20-2-0034-KJ434 | SCHNEIDER | LBS MOTORIZED | 2020 | Kebon Jeruk
KG5 | 2445-19 | ULUSOY | LBS MOTORIZE | 2019 | Tanjung Priok
KS49 | CL.2018.W35.3.003C | SCHNEIDER | LBS MOTORIZE | 2019 | Menteng
CNK32 | 1131-20 | ULUSOY | CBOG | 2019 | Ciputat
PK229 | - | SCHNEIDER | LBS |  | Marunda
KB320 | C1.2013.W36.1.0075 | SCHNEIDER | CBOM MOTORIZE | 2013 | Bulungan
KB264A | SM1035081 | SCHNEIDER | PB |  | Bulungan
KB603 | 2019CSF63293 | ORMAZABAL | LBS MOTORIZE | 2019 | Bulungan
KB603 | 2019CSF61170 | ORMAZABAL | PB | 2019 | Bulungan
KB603 | 2019CSF62016 | ORMAZABAL | PT | 2019 | Bulungan
BT431 | 2244-19 | UL | LBS | 2019 | Bintaro
BDA42 | 2019CSF60024 | ORMAZABAL | LBS | 2019 | Cengkareng
JR211 | CI-2016-W34-6-0053 | SCHNEIDER | LBS | 2017 | Pondok Gede
JR215 | 0859.17.214 | EGA | PB | 2017 | Pondok Gede
CK55 | 0458.17.213 | EGA | LBS | 2017 | Marunda
T419 | T419 | EGA | PMT |  | Menteng
BT229 | BT229 | UNINDO | LBS |  | Bintaro
BT23 | BT23 | KIT 27,2 | LBS |  | Bintaro
CD41 | CD41 | OMARZABAL | LBS |  | Bintaro
CP127 | CP127 | CONTAC PLASMA | LBS |  | Bintaro
CD382 | CD382 | SCHNEIDER | LBS |  | Bintaro
CD63 | CD63 | KIT 27,3 | LBS |  | Bintaro
CD63 | CD63 | KIT.25 | PB |  | Bintaro
CD72 | CD72 | MG KUNING | PB |  | Bintaro
CD382 | PB-CD382 | SCHNEIDER | PB |  | Bintaro
CD149 | CD149 | F & G | LBS |  | Bintaro
BT38 | CD38 | EGA | PB |  | Bintaro
CD327 | CD327 | ABB | LBS |  | Bintaro
BT366 | BT366 | EGA | LBS |  | Bintaro
KJ220 | KJ220 | ABB | PB |  | Bintaro
CD286 | CD286 | UNINDO | PB |  | Bintaro
KL112 | KL112 | MG KUNING | PB |  | Bintaro
CD296 | CD296 | SIEMENS | LBS |  | Bintaro
CD296 | CD296 | SIEMENS | LBS |  | Bintaro
BT361 | PB-BT361 | EGA | PB |  | Bintaro
CD208 | CD208 | GAE | LBS |  | Bintaro
CD210 | CD210 | GAE | PB |  | Bintaro
CD1 | PB2-CD1 | FLUOMATIC | PB |  | Bintaro
CD1 | CD1 | FLUOMATIC | PB |  | Bintaro
KB284 | KB284 | EGA | LBS |  | Bintaro
KB284 | KB284 | EGA | LBS |  | Bintaro
CD236 | CD236 | GAE | LBS |  | Bintaro
CD236 | CD236 | GAE | LBS |  | Bintaro
CD212 | CD212 | SM6 | LBS |  | Bintaro
KL76 | KL76 | FLOUKIT M | LBS |  | Bintaro
BT102 | BT102 | EGA | LBS |  | Bintaro
CD378 | CD378 | SCHNEIDER | LBS |  | Bintaro
BT102 | BT102 | MG | LBS |  | Bintaro
CD378 | CD378 | SCHNEIDER | LBS |  | Bintaro
CD378 | CD378 | SCHNEIDER | PB |  | Bintaro
KJ153 | KJ153 | SCHNEIDER | LBS |  | Bintaro
CD37A | CD37A | FLUKIT M | PB |  | Bintaro
DK7 | CI2017-W04-6-0027 | SCHNEIDER | PB | 2017 | Bintaro
CD37B | CD37B | EGA | LBS |  | Bintaro
KL78 | KL78 | KIT.25 | LBS |  | Bintaro
BT359 | BT359 | SCHNEIDER | LBS |  | Bintaro
CD94 | CD94 | MG | LBS |  | Bintaro
KL109 | CD94 | MG | PB |  | Bintaro
BT93 | BT93 | M G SM 6 | PB |  | Bintaro
KL78A | KL78A | KIT27.2 | LBS |  | Bintaro
BT159 | BT159 | MG (SM6) | LBS |  | Bintaro
BT261 | BT261 | EGA | PB |  | Bintaro
BT221 | BT221 | SCHNEIDER | CBOG |  | Bintaro
BT40 | BT40 | EGA | CBOG |  | Bintaro
BT165 | BT165 | GAE | CBOG |  | Bintaro
BT20 | BT20 | GAE | PB |  | Bintaro
BT326 | BT326 | SCHNEIDER | LBS |  | Bintaro
TD304 | TD304 | MG | PGDB/PGC |  | Bintaro
KL111 | KL111 | SIEMENS | LBS |  | Bintaro
BT121 | BT121 | FLUKIT M | PGDB/PGC |  | Bintaro
BT274 | BT274 | GAE | PB |  | Bintaro
KL93 | KL93 | ABB | LBS |  | Bintaro
BT333 | BT333 | SCHNEIDER | LBS |  | Bintaro
BT268 | BT268 | GAE | PB |  | Bintaro
CD44 | CD44 | MG | LBS |  | Bintaro
CD6 | CD6 | KIT 27,2 | LBS |  | Bintaro
TD385 | TD385 | C PLASMA | LBS |  | Bintaro
BT157 | BT157 | SCHNEIDER | LBS |  | Bintaro
CD43 | CD43 | MG | LBS |  | Bintaro
JR146P | 500411660/5011-04 | ABB SAFEPLUS | LBS | 2011 | Pondok Gede
JS108 | 11559 | UNINDO FLUOKIT M | LBS | 2008 | Pondok Gede
JS108 | SM9605995 | MERLIN GERLIN SM6 | PB | - | Pondok Gede
JS108 | 24705/104/11/02/E6 | GAE | PB | 2011 | Pondok Gede
JS179 | T73005052683-0038 | SIEMENS | LBS | 2017 | Pondok Gede
SN18 | C1-2018-W29-2-0006 | SCHNEIDER | LBS MOTORIZE | 2018 | Bulungan
KCP15 | CI-2019-W32-5-0007 | SCHNEIDER SM6 | PMT | 2019 | Cempaka Putih
KCP15 | CI-2019-W30-5-0008 | SCHNEIDER SM6 | PMT | 2019 | Cempaka Putih
KPK8 | CI2019 W02-5-0034 | SCHNEIDER | CBO |  | Bandengan
K9 | T73005442624-0041 | SIEMENS | LBS MOTORIZED | 2018 | Jatinegara
PM105 | T73005442624-0107 | SIEMENS | LBS MOTORIZED | 2018 | Jatinegara
PL251 | 0497.16.213 | EGA | LBS | 2016 | Pondok Kopi
PL251 | CI-2017-W03-4-0033 | SCHNEIDER | LBS | 2017 | Pondok Kopi
AB295 | AB295_LBS2 | EGA | LBS |  | Bandengan
AB295 | AB295_PBTRAFO | SCHNEIDER SM6 | PB TRAFO |  | Bandengan
AB295 | AB295_MVCELL | SCHNEIDER SM6 | LBS |  | Bandengan
BK256 | 502225057/3001-005 | ABB SAFEPLUS | PB | 2018 | Marunda
PML14 | C1.2018.W32.1.003 | SCHNEIDER | LBS | 2018 | Ciputat
GH0150 | 141517213 | EGA | LBS | 2017 | Pondok Gede
GH0150 | - | EGA | LBS | 2017 | Pondok Gede
GH0063 | T73005065334-0093 | SIEMENS | LBS | 2017 | Pondok Gede
GH0500 | 40915209 | EGA | LBS | 2015 | Pondok Gede
GH0064 | 3733.17.213 | EGA | LBS | 2017 | Pondok Gede
KL134 | C1. 2018. W293.0049 | SCHNEIDER | LBS | 2018 | Bulungan
BT400 | CI-2018-W42-3-0003 | SCHNEIDER | CBOG | 2018 | Bintaro
KB610 | 3579.17.213 | EGA | LBS MOTORIZE | 2018 | Bulungan
KB610 | 0197.18.212 | EGA | LBS | 2018 | Bulungan
KB610 | 0226.18.2340 | EGA | CBOM MOTORIZE | 2018 | Bulungan
PTR3 | 502225057/1001-005 | ABB | LBS MANUAL | 2018 | Cengkareng
PTR3 | 502225057/2001-008 | ABB | LBS MOTORIZE | 2018 | Cengkareng
PK153 | W52-3-0009 | SCHNEIDER | LBS |  | Marunda
KG186 | W29-4-0003 | SCHNEIDER | LBS |  | Marunda
KG135 | 2700-17-213 | EGA | LBS | 2017 | Marunda
BK149 | S/N 18041824 | EGA | LBS |  | Marunda
BK149 | S/N 1805398 | EGA | PB |  | Marunda
BK13 | W29-4-0003 | SCHNEIDER | LBS | 2018 | Marunda
CL20 | S/N 18041824 | EGA | LBS | 2018 | Marunda
CL20 | S/N 18041392 | EGA | PB | 2018 | Marunda
PK155 | S/N 1805398 | EGA | PB | 2018 | Marunda
PM205 | PM205 | SCHENEIDER | LBS-2 |  | Lenteng Agung
PP131 | 0 | SCHNEIDER | LBS MOTORIZE |  | Bulungan
PP131 | 0 | SCHNEIDER | PB |  | Bulungan
PK176 | W28-6-0036 | SCHNEIDER | LBS | 2018 | Marunda
PK176 | S/N 1708557 | EGA | LBS | 2018 | Marunda
CK177 | 3078 | ORMAZABAL | PB |  | Marunda
PGS4 | S/N 1805200 | EGA | PB |  | Marunda
T440 | 107.2532 | EGA | PMT | 2018 | Menteng
GD296 | SM.0803738 | SCHNEIDER SM6 | PB |  | Ciracas
KG135 | - | EGA | PGC |  | Marunda
BK129 | - | SCHENEIDER | LBS |  | Marunda
BK135 | - | SCHENEIDER | LBS |  | Marunda
CK44B | 1803688 | EGA | LBS |  | Marunda
JW91 | CI.2018.W19.4.0049 | SCHNEIDER | LBS MOTORIZED | 2018 | Pondok Gede
RG213 | 2018CSF63183 | ORMAZABAL | LBS-1 |  | Lenteng Agung
RG213 | 2018CSF63157 | ORMAZABAL MR | LBS-2 |  | Lenteng Agung
RG213 | 2018CSF61076 | ORMAZABAL | PB-1 |  | Lenteng Agung
JW91 | CI.2018.W37.1.0006 | SCHNEIDER | LBS MOTORIZED | 2018 | Pondok Gede
JW91 | CI.2018.W35.6.0034 | SCHNEIDER | CBO | 2018 | Pondok Gede
DK63 | 12345 | DELLE ASTROM | PGC |  | Cengkareng
KDR120 | W40-3-0129 | SCHINEIDER | LBS | 2017 | Cengkareng
TG89A | 12345 | FLUOKIT M | LBS |  | Cengkareng
CN131 | 0388.18.212 | EGA | LBS | 2018 | Ciputat
CN131 | 0331.18.212 | EGA | LBS | 2018 | Ciputat
CN131 | 0296.18.214 | EGA | PB | 2018 | Ciputat
KDR50P | CSF600020 | ORMAZABAL | PT | 2019 | Cengkareng
KS49 | KS49 | SCHNEIDER | LBS MOTORIZE | 2019 | Menteng
MD115 | 1390.18.213 | EGA | LBS | 2018 | Marunda
MD114 | CI-2018-W29-2-0062 | SCHNEIDER | LBS | 2018 | Marunda
TD184 | C1-2016.W.02.1.0015 | SCHNEIDER SM6 | LBS | 2016 | Ciputat
KL59P | KL59P | C.PLASMA | LBS |  | Bintaro
KL59P | KL59P | GAE | PB |  | Bintaro
CD306 | CD306 | GAE | PB |  | Bintaro
KL59A | KL59A | ABB | LBS |  | Bintaro
KL59A | KL59A | ABB | LBS |  | Bintaro
KL59A | KL59A | ABB | PB |  | Bintaro
KL45 | KL45 | ABB | LBS |  | Bintaro
BT346 | BT346 | SCHNEIDER | LBS |  | Bintaro
BT346 | BT346 | EGA | PB |  | Bintaro
CD84 | CD84 | EGA | LBS |  | Bintaro
CB40P | 20022083040008 | ABB SAFEPLUS | LBS | 2002 | Ciracas
CB40P | 20022083040008 | ABB SAFEPLUS | LBS | 2002 | Ciracas
CB40P | 20022083040008 | ABB SAFEPLUS | PB | 2002 | Ciracas
MP244 | 1045-20 | ULLUSOY | LBS MOTORIZE | 2020 | Bulungan
MN17 | 9518087Z | MERLIN GERLIN | LBS | - | Pondok Gede
MN45 | 0577.16.216 | EGA | CBOG | 2016 | Pondok Gede
PIK79 | PIK79-1151 | ULUSOY | PB | 2020 | Bandengan
PIK84 | PIK84-0608 | ULUSOY | LBS | 2020 | Bandengan
PIK84 | PIK84-03 | ULUSOY | LBS | 2020 | Bandengan
PIK91 | PIK78-0914-20 | ULUSOY | LBS | 2020 | Bandengan
PIK73 | PIK73-1067-20 | ULUSOY | LBS | 2020 | Bandengan
CKG151 | - | EGA | PGC |  | Cengkareng
BC221 | 0023.16.214 | EGA | PB | 2016 | Cengkareng
PML37 | 0975-20 | ULUSOY ELECTRIC | LBS | 2020 | Ciputat
PML37 | 1885-19 | ULUSOY ELECTRIC | PB | 2019 | Ciputat
BDA | 2017CSF62104 | ORMAZABAL | PT | 2019 | Cengkareng
JW38 | 4980 | UNINDO FLUOKIT M24+ | PB | 2011 | Pondok Gede
CP307 | 2018CSF61079 | ORMAZABAL | LBS | 2018 | Ciputat
CNK9 | 2018SCF63168 | ORMAZABAL | PB | 2018 | Ciputat
MD35 | - | SCHNEIDER SM6 | LBS |  | Marunda
E231 | 0130.18.214 | EGA | LBS | 2018 | Pondok Gede
PK146 | - | FLOUKIT M | LBS |  | Marunda
PM53 | PM53 | SCHENEIDER | CBOM-1 |  | Lenteng Agung
GH0121 | W39-5-0015 | SCHNEIDER | LBS | 2015 | Pondok Kopi
E172A | 1279.13.BF | EGA | LBS | 2013 | Pondok Gede
E172B | CI-2016-W20-4-0053 | SCHNEIDER SM6 | LBS | 2016 | Pondok Gede
E172D | 1430.17.213 | EGA | LBS | 2017 | Pondok Gede
E172D | 13.0235 | ABB UniSwitch | LBS | 2013 | Pondok Gede
E272 | E272-W3930022 | SCHNEIDER | LBS (MOTORIZE) | 2018 | Kramat Jati
E138C | CI-2013-W37-6-0013 | SCHNEIDER SM6 | LBS | 2013 | Pondok Gede
E138C | 6931E | UNINDO FLUOKIT M | LBS | 2003 | Pondok Gede
E70 | E70 | SCHNEIDER | LBS (MOTORIZE) | 2018 | Kramat Jati
E233 | CI-2016-W19-2-0049 | SCHNEIDER SM6 | CBO | 2016 | Pondok Gede
CB140 | 362617213 | EGA | LBS | 2017 | Ciracas
GH0121 | W20-4-0044 | SCHNEIDER | LBS | 2016 | Pondok Kopi
GH0078 | 1214.18.213 | EGA | LBS |  | Pondok Kopi
GH0078 | 1400.17.213 | EGA | LBS |  | Pondok Kopi
PGL47 | CI -2018 - W40 - 2 - 0027 | SCHNEIDER | LBS | 2019 | Pondok Kopi
E15C | E15C-165218213 | EGA | LBS (MOTORIZE) | 2018 | Kramat Jati
JW34 | 19196 | GAE | LBS | 2003 | Pondok Gede
JW41 | 25040/105/11/02/E6 | GAE | PB | 2011 | Pondok Gede
JW45 | - | SCHNEIDER SM6 | LBS | 2009 | Pondok Gede
JW6 | CV06-5142/028 | SIEMENS | LBS | 1993 | Pondok Gede
JW6 | CV06-5142/028 | SIEMENS | LBS | 1993 | Pondok Gede
JS116P | 500411660/5021-20 | ABB SAFEPLUS | PB | 2011 | Pondok Gede
E205 | SM1040172CI | SCHNEIDER SM6 | LBS | - | Pondok Gede
E205 | SM1033069CI | SCHNEIDER SM6 | LBS | - | Pondok Gede
JW44 | CI-2014-W07-5-0008 | SCHNEIDER SM6 | LBS | 2014 | Pondok Gede
PD53P | 9918S070 | F&G | LBS | 1999 | Pondok Gede
PP80 | 1781714/2017 | EGA | PB | 2017 | Bulungan
JS183 | 500411660/4011.02 | ABB SAFEPLUS | LBS | 2011 | Pondok Gede
E127N | CI-2016-W21-6-0013 | SCHNEIDER SM6 | PB | 2016 | Pondok Gede
DT122 | 502308268/2001-038 | ABB SAFEPLUS MZ | LBS-1 |  | Lenteng Agung
PD28 | 2563.17.213 (MOT) | EGA | LBS | 2017 | Pondok Gede
BDU31K | 502308268/3001-007 | ABB SAFEPLUS | PB | 2018 | Bandengan
TA108 | 1886 | FLUOKIT M | PT | 1996 | Cengkareng
BC2P | - | ORMAZABAL | LBS |  | Cengkareng
BC2P | - | ORMAZABAL | PT |  | Cengkareng
PL254 | 1338.18.213 | EGA | LBS | 2018 | Pondok Kopi
PGS3N | S/N 1807624 | EGA | PB | 2018 | Marunda
PK92 | S/N 1711845 | EGA | LBS | 2017 | Marunda
CB15 | 502308268/1001.011 | ABB SAFEPLUS | LBS | 2018 | Ciracas
BT396 | 1884.18.213 | EGA | LBS | 2018 | Bintaro
AB41 | AB 41-02 | EGA | LBS MOTORIZE | 2017 | Bandengan
A21 | A 21-02 | EGA | LBS MOTORIZE | 2017 | Bandengan
B43A | B 43A-02 | SCHNEIDER SM6 | LBS MANUAL | 2017 | Bandengan
B43A | B 43A-03 | EGA | PB | 2017 | Bandengan
D378 | 1417-17-214 | EGA | PB |  | Menteng
KB127N | 0895-20 | ULUSOY | LBS | 2020 | Jatinegara
K19C | 2019CSF63302 | ORMAZABAL | LBS | 2019 | Jatinegara
K34A | 1630.17.212 | EGA | LBS | 2017 | Jatinegara
K163 | T73005442624-0055 | SIEMENS | LBS | 2018 | Jatinegara
CPT13 | CI-2019-W29-2-0079 | SCHNEIDER | LBS | 2019 | Ciputat
BK40 | - | ORMAZABAL | LBS |  | Marunda
GD438 | CI.2018.W37.1.0011.FI1 | SCHNEIDER SM6 | LBS | 2018 | Ciracas
CB145 | C1-2019.W29-1-0081 | SCHNEIDER | CBOM | 2019 | Ciracas
E49 | 03.10.042 | ABB UNISWITCH | LBS | 2003 | Ciracas
CD120 | CI-2019-W6-6-0075 | SCHNEIDER | PB | 2019 | Bintaro
CD411 | 0601.18.212 | EGA | LBS | 2018 | Bintaro
CD411 | 0877.18.214 | EGA | PB | 2018 | Bintaro
BT408 | 0188.19.212 | EGA | LBS | 2019 | Bintaro
BT408 | 0253.19.214 | EGA | PB | 2019 | Bintaro
BT401 | CI-2018-W38-2-0057 | SCHNEIDER | LBS | 2018 | Bintaro
BT401 | 0140.19.213 | EGA | LBS | 2019 | Bintaro
BT397 | CI-2018-W38-5-0017 | SCHNEIDER | LBS | 2018 | Bintaro
BT397 | CI-2019-W10-3-0001 | SCHNEIDER | CBOG | 2019 | Bintaro
CD410 | 0191.19.212 | EGA | LBS | 2019 | Bintaro
CD401 | 1623.18.219 | EGA | LBS | 2018 | Bintaro
RG132P | RG 132P | ORMAZABAL | LBS-1 |  | Lenteng Agung
RG132P | RG 132P | ORMAZABAL | PB-1 |  | Lenteng Agung
KJ424 | CI-2019-W29-2-0033-KJ424 | SCHNEIDER | LBS | 2019 | Kebon Jeruk
KJ424 | 1323-18-214-KJ424 | EGA | TP | 2018 | Kebon Jeruk
KB26 | 0 | SCHNEIDER | LBS |  | Bulungan
SN111 | 20725.126.06.01.56.2006 | SCHNEIDER | LBS MOTORIZE | 2006 | Bulungan
SN111 | 1237.2006 | GAE | LBS | 2006 | Bulungan
KL228 | IEC.62271-200-C1-2018-W31 | SCHNEIDER | CBOM MOTORIZE | 2018 | Bulungan
KL228 | C1-2018-W31-1-0066 | SCHNEIDER | CBOM MOTORIZE | 2018 | Bulungan
KM121 | CI-2015-W-27-3-0010 | SCHNEIDER | LBS | 2015 | Jatinegara
KG378 | - | MERLIN GERIN | LBS |  | Tanjung Priok
KG378 | KG378-3 | MERLIN GERIN | PB TRAFO |  | Tanjung Priok
CB95P | 0253.15.211 | EGA | PB |  | Ciracas
CB95P | CI.2013.W36.30015 | SCHNEIDER | LBS |  | Ciracas
CP444 | CI-2016-W25-4-0042 | SCHNEIDER | LBS | 2016 | Ciputat
KDR318 | C1-2019-W07-1-0019 | SCHINEIDER | PGDB | 2019 | Cengkareng
CKG191 | - | SCHINEIDER | PB | 2019 | Cengkareng
CKG191 | C1-2019-W30-3-0049 | SCHINEIDER | LBS MOT | 2019 | Cengkareng
CKG191 | C1-2019-W25-3-0079 | SCHINEIDER | PGC | 2019 | Cengkareng
BT207 | CI-2019-W28-5-0024 | SCHNEIDER | LBS | 2019 | Bintaro
BT207 | CI-2019-W28-5-0016 | SCHNEIDER | LBS | 2019 | Bintaro
BT207 | CI-2019-W26-2-0048 | SCHNEIDER | PB | 2019 | Bintaro
TD120 | 1642.17.218 | EGA | LBS | 2017 | Bintaro
TD120 | CI-2019-W26-2-0018 | SCHNEIDER | PB | 2019 | Bintaro
CD146 | 0193.19.212 | EGA | LBS | 2019 | Bintaro
CD146 | 0146.19.213 | EGA | LBS | 2019 | Bintaro
CP112 | CI-2019-W04-3-0039 | SCHNEIDER | LBS | 2019 | Ciputat
TD11 | C1-2019-W19-5-0035 | SCHNEIDER | LBS | 2019 | Ciputat
TD11 | C1-2019-W39-4-0002 | SCHNEIDER | LBS | 2019 | Ciputat
PML20 | C1.2018.W40.3.0019 | SCHNEIDER | LBS | 2019 | Ciputat
PML20 | D26.19.21.4 | EGA | PB | 2019 | Ciputat
CP262 | 2019CSF63038 | ORMAZABAL | LBS | 2019 | Ciputat
TD354P | 255063/106/11/01/E6 | GAE | LBS | 2019 | Ciputat
TD22 | C1-2018-W36-6-0004-F2 | SCHNEIDER | KOPEL ACO | 2019 | Ciputat
TD22 | CI-2018-W36-6-0004-F2 | SCHNEIDER | LBS | 2018 | Ciputat
PML21 | 0202.19.212 | EGA | LBS | 2019 | Ciputat
PML21 | 0159.19.213 | EGA | LBS | 2019 | Ciputat
PML21 | 0261.19.214 | EGA | PB | 2019 | Ciputat
KB274 | CI-2019-W29-4-0031 | SCHNEIDER | PB | 2019 | Bulungan
KB183A | CI-2019W-29-4-0033 | SCHNEIDER | PB | 2019 | Bulungan
KB183A | CI-2019W-28-1-0038 | SCHNEIDER | PB | 2019 | Bulungan
KB183A | CI-2019-W28-5-0021 | SCHNEIDER | LBS MOTORIZE | 2019 | Bulungan
PP22P | C1.2018.0042.3.002 | SCHNEIDER | LBS MOTORIZE | 2018 | Bulungan
KB439 | 200.400.97 | ABB Uniswicht | LBS |  | Bulungan
CK52W | 4001-030 | ABB SAFEPLUS | LBS | 2018 | Marunda
PK165 | W36-1-0022 | SCHNEIDER SM6 | LBS | 2017 | Marunda
CK139 | 119010149 | ABB SAFEPLUS | LBS | 2018 | Marunda
CK139 | 419010117 | ABB SAFEPLUS | LBS | 2018 | Marunda
CK139 | 419010209 | ABB SAFEPLUS | PB | 2018 | Marunda
KG439 | CI-2018-W08-4-0028 | SCHNEIDER SM6 | CBOM | 2018 | Tanjung Priok
BC47A | CI-2019-W29-2-0011 | SCHINEIDER | LBS | 2014 | Cengkareng
MK275 | C1-2018-W40-2-0013 | SCHINEIDER | LBS MOT | 2018 | Cengkareng
DK187 | C1-2018-W38-5-0016 | SCHINEIDER | LBS MAN | 2018 | Cengkareng
CD84 | CD84 | EGA | LBS |  | Bintaro
BT347 | BT347 | EGA | LBS |  | Bintaro
CD41I | CD41I | FLUKIT M | LBS |  | Bintaro
CD33A | CD33A | MG KUNING | LBS |  | Bintaro
CD33A | CD33A | MG KUNING | LBS |  | Bintaro
CD52 | CD52 | GAE | PGDB |  | Bintaro
GH0045 | - | SCHNEIDER | LBS | - | Ciputat
GH0045 | - | SCHNEIDER | LBS |  | Ciputat
GH0045 | - | GAE | LBS |  | Ciputat
E436 | 2490.17.213 E436 | EGA | LBS (MOTORIZE) | 2017 | Kramat Jati
A93N | A 93N-02 | EGA | LBS MOTORIZED | 2017 | Bandengan
KN243 | 0 | SCHNEIDER | PMT | 2018 | Menteng
PM175N | PM175N | SCHENEIDER | KOPEL |  | Lenteng Agung
PM175N | PM175N | SIEMENS | LBS-3 |  | Lenteng Agung
BC3 | 1135-17-234 | EGA | LBS CBO | 2017 | Cengkareng
BC3 | W19-4-20035 | SCHNEIDER | LBS | 2018 | Cengkareng
BC29 | SN : 1846.13.BF | EGA | PB | 2013 | Cengkareng
GD420 | 0796.17.214 | EGA | PB | 2017 | Ciracas
GD424 | 0211.18.214 | EGA | PB | 2018 | Ciracas
KM117 | 12.154 | ABB | LBS | 2012 | Jatinegara
CKG28 | 90029 | ABB | PGC | 2009 | Cengkareng
CL42 | 501670294/1001-007 | ABB SAFEPLUS | LBS | 2018 | Marunda
PGS8 | S/N 1806466 | EGA | PB |  | Marunda
JR171 | SM037032CI | SCHNEIDER SM6 | LBS | - | Pondok Gede
E185 | 13.0249 | ABB UniSwitch | PB | 2013 | Pondok Gede
E185 | 13.0131 | ABB UniSwitch | LBS | 2013 | Pondok Gede
BK104 | - | EGA | LBS |  | Marunda
JR97 | CI-2019-W10-2-0051 | SCHNEIDER | CBOM | 2019 | Pondok Gede
JR16 | 0425.18.214 | EGA | PB | 2018 | Pondok Gede
PD31 | 173005065334.003 | SIEMENS | LBS | 2017 | Pondok Gede
JR18 | 12.1083 | ABB UniSwitch | PB II | 2012 | Pondok Gede
JR28 | 501733863/1011-019 | ABB | LBS | 2017 | Pondok Gede
JR94P | 22190/032/10/01/E6 | GAE | LBS | 2010 | Pondok Gede
JR94P | 22237/032/10/01/E6 | GAE | LBS | 2010 | Pondok Gede
KP7 | - | EGA | LBS |  | Marunda
KP1 | - | EGA | PB |  | Marunda
BK97 | - | ABB | PB |  | Marunda
S54N | 3297.17.213 | EGA | LBS | 2017 | Menteng
JR73P | 1741.13.BF | EGA | PB | 2013 | Pondok Gede
JR73P | 3583.13.BL | EGA | LBS | 2013 | Pondok Gede
CP1 | SN. 0937128.CI | SCHNEIDER | LBS |  | Ciputat
CP1 | SN. S9501732 | MERLIN GERIN | LBS |  | Ciputat
JR128 | CI-2012-W42-4-0022 | SCHNEIDER SM6 | LBS | 2012 | Pondok Gede
TD373 | 0293.18.214 | EGA | PB | 2018 | Ciputat
JS159 | 7819 | UNINDO FLUOKIT M24 | LBS | 2006 | Pondok Gede
JS159 | - | UNINDO FLUOKIT M24 | LBS | 2006 | Pondok Gede
E186P | 2509/104/11/01/e6 | GAE | LBS | 2011 | Pondok Gede
CK214 | - | EGA | LBS |  | Marunda
CP215 | 0277.18.212 | EGA | LBS | 2018 | Ciputat
CP215 | 027-.18.212 | EGA | LBS | 2018 | Ciputat
CP215 | 0325.18.234 | EGA | CBOG | 2018 | Ciputat
CP215 | 0115.18.234 | EGA | CBOM | 2018 | Ciputat
JTG4 | 5215130 | ORMAZABAL | LBS | - | Pondok Gede
KCP11 | C1-2017-W21-3-0061 EX PS2 | EGA | PMT | 2015 | Cempaka Putih
KCP11 | C1-2017-W44-5-0031. EX TP | SCHNEIDER SM6 | PGC | 2017 | Cempaka Putih
JTG3 | 1VZN230938M0005 | ABB | LBS | 2002 | Pondok Gede
JR63 | SM1032027CI | SCHNEIDER SM6 | PB | - | Pondok Gede
E76B | 14459 | UNINDO FLUOKIT M24+ | LBS | 2011 | Pondok Gede
MN30 | 22437/032/10/01/E6 | GAE | LBS | 2010 | Pondok Gede
MN30 | 22432/032/10/01/E6 | GAE | LBS | 2010 | Pondok Gede
JW53 | CI.2018.W21.5.0051 | SCHNEIDER | CBOG | 2018 | Pondok Gede
E44D | 12.1372 | ABB UniSwitch | PB | 2012 | Pondok Gede
TB29 | IDABB419080918 | ABB | LBS | 2019 | Jatinegara
BK12F | - | SIEMENS | LBS |  | Marunda
BK269 | - | SCHNEIDER | PB |  | Marunda
TT65 | 2019-SCF-63156 | ORMAZABAL | PMT | 2019 | Menteng
KG457 | CL-2019-W48-2-0039 | SCHNEIDER | LBS MOTORIZE | 2019 | Tanjung Priok
CK105 | - | SCHNEIDER | LBS |  | Marunda
GH0078 | 18101102 | EGA | LBS |  | Pondok Kopi
GH0087 | 1887.19.213 | EGA | LBS |  | Pondok Kopi
E93A | IDABB419101072 | ABB | LBS | 2019 | Pondok Kopi
K163 | T73005442624-0077 | SIEMENS | LBS MOTORIZE | 2018 | Jatinegara
K163 | CI-2018-W02-2-0006 | SCHNEIDER | PB | 2018 | Jatinegara
K163 | CI-2018-W10-5-0043 | SCHNEIDER | PB | 2018 | Jatinegara
TD8A | 001.18.212 | EGA | LBS MOTORIZED | 2018 | Ciputat
CP28 | 1610.13.BL.2013 | EGA | LBS MOTORIZE | 2013 | Ciputat
AB49 | AB49_LBS2 | EGA | PB TRAFO |  | Bandengan
JR223 | 2698.17.213 | EGA | LBS | 2017 | Pondok Gede
JR223 | 1691.17.212 | EGA | LBS MOTORIZED | 2017 | Pondok Gede
GH0150 | 378917213 | EGA | LBS | 2017 | Pondok Gede
GH0150 | - | EGA | LBS | 2013 | Pondok Gede
KB283 | C1.2018.W29.1.0011 | SCHNEIDER | LBS | 2018 | Bulungan
KB283 | C1.2018.W36.1 0011 | SCHNEIDER | LBS | 2018 | Bulungan
KB283 | 0328.18.214 | EGA | PB | 2018 | Bulungan
KB57B | 0 | SIEMENS | LBS MOTORIZE |  | Bulungan
KB57B | 0 | SIEMENS | CBOM MOTORIZE |  | Bulungan
CGR55 | 63185 | ORMAZABAL MR | LBS-1 |  | Lenteng Agung
JR52P | 4667 | UNINDO FLUOKIT M24+ | PB | 2011 | Pondok Gede
JR61 | 3248.17.213 | EGA | LBS | 2017 | Pondok Gede
JR61 | 3682.17.213 | EGA | LBS | 2017 | Pondok Gede
JR61 | 0465.17.214 | EGA | PB | 2018 | Pondok Gede
KCP11 | 1659.17.213 EX TP27 | SCHNEIDER SM6 | PMT | 2017 | Cempaka Putih
KP64 | - | SCHNEIDER SM6 | LBS |  | Marunda
KP69 | - | SCHNEIDER SM6 | LBS |  | Marunda
KP69 | - | SCHNEIDER SM6 | LBS |  | Marunda
KP69 | - | EGA | PB |  | Marunda
JR21 | CI-W2015-W27-5-0016 | SCHNEIDER SM6 | LBS | 2015 | Pondok Gede
JR21 | CI-2015-W34-2-0003 | SCHNEIDER SM6 | CBO | 2015 | Pondok Gede
JTG3 | SM0132146 | SCHNEIDER SM6 | LBS | - | Pondok Gede
JTG3 | SM0132156 | SCHNEIDER SM6 | PB | - | Pondok Gede
JR63 | 789693EN | SCHNEIDER SM6 | LBS | 2012 | Pondok Gede
E76B | 14404 | UNINDO FLUOKIT M24+ | LBS | 2011 | Pondok Gede
E76B | 4886 | UNINDO FLUOKIT M24+ | PB | 2011 | Pondok Gede
PDG2 | 7041 | UNINDO FLUOKIT M24 | PB | 1997 | Pondok Gede
PDG2 | 7033 | UNINDO FLUOKIT M24 | LBS | 1997 | Pondok Gede
PDG2 | 1188 | UNINDO FLUOKIT M24 | LBS | 1997 | Pondok Gede
MN30 | 0085.15.211 | EGA | PB | 2015 | Pondok Gede
E227 | 47318214 | EGA | PB | 2018 | Pondok Gede
E44D | CI-2012-W40--2-0015 | SCHNEIDER SM6 | LBS | 2012 | Pondok Gede
E44D | CI-2012-W41-6-0002 | SCHNEIDER SM6 | LBS | 2012 | Pondok Gede
E64 | CI-2018-W08-4-0029 | SCHNEIDER SM6 | PGC | 2018 | Pondok Gede
E64 | 2848.17.213 | EGA | LBS | 2017 | Pondok Gede
E64 | 2775.17.213 | EGA | LBS | 2017 | Pondok Gede
E64 | 3787.17.213 | EGA | LBS | 2017 | Pondok Gede
E64 | 2714.17.213 | EGA | LBS | 2017 | Pondok Gede
E64 | 0430.13.214 | EGA | PB | 2017 | Pondok Gede
E220A | 3234.17.213 (MOT) | EGA | LBS | 2017 | Pondok Gede
MN37 | 23541/102/11/01/E6 | GAE | LBS | 2011 | Pondok Gede
MN37 | 23540/102/11/01/E6 | GAE | LBS | 2011 | Pondok Gede
MN37 | 23663/102/11/02/E6 | GAE | PB | 2011 | Pondok Gede
MN24P | 1524S133 | ORMAZABAL | LBS | 2015 | Pondok Gede
MP182 | 1638.17.234.2017 | EGA | LBS MOTORIZE | 2017 | Bulungan
E64A | 0274.16.212 | EGA | LBS | 2016 | Pondok Gede
CD85 | CD85 | SIEMENS | LBS |  | Bintaro
CD144 | CD144 | SIEMEN | PB |  | Bintaro
KL114 | KL114 | SIEMENS | LBS |  | Bintaro
CD196 | CD196 | ABB | PB |  | Bintaro
KL114 | KL114 | SIEMENS | LBS |  | Bintaro
CD12A | CD12A | KIT 27,2 | LBS |  | Bintaro
BT170 | BT170 | EGA | LBS |  | Bintaro
CD12A | CD12A | FLOUKIT.M | PB |  | Bintaro
KL137 | KL137 | F&G | LBS |  | Bintaro
CD65 | CD65 | SCHNEIDER | LBS |  | Bintaro
CD360 | CD360 | SCHNEIDER | LBS |  | Bintaro
GH0102B | C1-2017-W35-3-0012 | SCHINEIDER | LBS MOT | 2017 | Cengkareng
BK275 | - | ORMAZABAL | PB |  | Marunda
CKG190 | C1-2018-W29-2-0092 | SCHINEIDER | LBS MOT | 2018 | Cengkareng
JR117P | 1948.18.213 | EGA | LBS MOTORISED | 2018 | Pondok Gede
KG186 | - | SCHNEIDER | LBS |  | Marunda
PK56 | 0007.19.214 | EGA | PB 3 | 2019 | Marunda
PD34P | 1960.18.213 | EGA | LBS MOTORISED | 2018 | Pondok Gede
PD34P | 0607.18.212 | EGA | PB | 2018 | Pondok Gede
KG455 | CL-2018-W42-5-0011 | SCHNEIDER | LBS MOTORIZE | 2018 | Tanjung Priok
TD87B | 176913BF | EGA | PB | 2013 | Ciputat
TD26P | CI-2019-W17-1-0071 | SCHNEIDER | PB | 2019 | Bulungan
CD146 | 0259.19.214 | EGA | PB | 2019 | Bintaro
TT65 | 2019-CSF-63155 | ORMAZABAL | PMT | 2019 | Menteng
CK19E | - | EGA | LBS |  | Marunda
CK19E | - | EGA | PB |  | Marunda
CK133 | - | SCHNEIDER | PB |  | Marunda
KG458 | CL-2019-W31-4-0017 | SCHNEIDER SM6 | LBS ACO | 2019 | Tanjung Priok
E129 | E129-CI2019104130074 | SCHNEIDER | CBOG | 2019 | Kramat Jati
BK282 | - | SIEMENS | PB |  | Marunda
PM297 | 2019CSF62033 | ORMAZABAL | PT-1 | 2019 | Lenteng Agung
GD439 | 2019CSF63269 | ORMAZABAL | LBS | 2019 | Ciracas
T443 | CL-2019-W21-4-0076 | SCHNEIDER | PB | 2019 | Menteng
KCP17 | 1549-19 | ULUSOY | PMT | 2019 | Cempaka Putih
LA2 | 268 | SIEMENS | LBS-2 |  | Lenteng Agung
MP234 | C1.2018.W12.2.0025 | SCHNEIDER | PB | 2018 | Bulungan
KB247 | IV0023.0997.M.0038.2002 | ABB UNISWITCH | LBS |  | Bulungan
KB206 | T1.T73005065334.2017 | SIEMENS | PB 1 |  | Bulungan
KB206 | T1.T73005065334.2017 | SIEMENS | PB 2 |  | Bulungan
KB224 | C1.2019.W32.2.0002 | SCHNEIDER | PB 2 |  | Bulungan
KG234 | 0480.16.213 | EGA | LBS MOTORIZE | 2016 | Tanjung Priok
KG314 | CI-2015-W45-2-0020 | SCHNEIDER | LBS | 2015 | Tanjung Priok
D15 | D15 | EGA | LBS MOTORIZE | 2015 | Menteng
D13 | 1493.18.214 | EGA | PMT |  | Menteng
PIK59 | IDABB419191951 | ABB SAFEPLUS | LBS 2 |  | Bandengan
KB16A | 0 | SCHNEIDER | PB |  | Bulungan
GD50 | CI.2016.W13.4.0016 | SCHNEIDER SM6 | LBS | 2016 | Ciracas
KG460 | 1861-19 | ULUSOY | PB TRAFO | 2019 | Tanjung Priok
CN137 | 01.2013.W46.7.0006 | SCHNEIDER | CBOM |  | Ciputat
KML12 | 1291-20 | ULUSOY | LBS | 2020 | Cengkareng
KDR324 | 1263-20 | ULUSOY | CBOG | 2020 | Cengkareng
MCC1 | CI.2019.W19.2.0009 | SCHINEIDER | LBS | 2019 | Cengkareng
MCC1 | CI.2019.W27.3.0021 | SCHINEIDER | LBS | 2019 | Cengkareng
MCC1 | CI.2019.W40.3.0005 | SCHINEIDER | PB | 2019 | Cengkareng
DT62 | 0033.21.213 | EGA | PB-1 | 2021 | Lenteng Agung
CP19A | C1-2019-W40-3-0022 | SCHNEIDER | PB I | 2019 | Ciputat
GH0191 | 0030.16.213 | EGA | LBS | 2016 | Pondok Kopi
TD23 | C1-2019-W28-2-0017 | SCHNEIDER | PB I | 2019 | Ciputat
TD438 | CI-2020-W20-1-0030 | SCHNEIDER | LBS MOTORIZE | 2020 | Bulungan
GD446 | 0440.21.213 | EGA | LBS | 2021 | Ciracas
MD97 | - | ORMAZABAL | LBS |  | Marunda
MD97 | - | ORMAZABAL | PB |  | Marunda
BDU41 | 20040266/SDC | ABB UNISWITCH | LBS | 2004 | Bandengan
KP38 | - | SCHNEIDER | CBOM |  | Marunda
E212 | W4420040 | SCHENAIDER | LBS (MOTORIZE) | 2017 | Kramat Jati
MB106 | 4465-19 | ULUSOY | LBS MOTORIZE | 2019 | Bandengan
MB106 | - | SCHNEIDER SM6 | ACO/SACO |  | Bandengan
KJ435 | KJ435 CI-2020-W20-2-0038 | SCHNEIDER | LBS | 2020 | Kebon Jeruk
GH0423 | 0426.20.213 | EGA | LBS MOTORIZE | 2020 | Jatinegara
PM220N | CI-2019-W30-2-0086 | SCHNEIDER | CBO PENYULANG | 2019 | Jatinegara
PM220N | 1622090005 | GAE | PB TRAFO | 2011 | Jatinegara
KM51 | 12993 | FLOUKIT-M+ | LBS | 2001 | Jatinegara
CL44 | T73005052683-0143 | SIEMENS | LBS | 2017 | Marunda
GD446 | CI.2020.W09.5.0071 | SCHNEIDER SM6 | PGC | 2020 | Ciracas
CKG35P | C1-2019-W40-4-1405 | SCHINEIDER | LBS MOT | 2019 | Cengkareng
PM224 | PM224_CI-2014-W46-2-0025 | SCHNEIDER | CBO PELANGGAN | 2014 | Jatinegara
JS8 | 1433.17.213 | EGA | LBS (MOTORIZED) | 2017 | Pondok Gede
KDR116 | 2019CSF63152 | ORMAZABAL | LBS | 2019 | Cengkareng
MK90 | 2019CSF63150 | ORMAZABAL | LBS | 2019 | Cengkareng
MP243 | 0592-20 | ULLUSOY | LBS MOTORIZE | 2020 | Bulungan
JR89 | CI.2017.W18.4.0004 | SCHNEIDER SM6 | LBS |  | Ciracas
PIK52 | PB-PIK52 | EGA | PB |  | Bandengan
PIK55 | PT-PIK55 | EGA | PT |  | Bandengan
PIK54 | LBS-PIK54 | ULUSOY ELECTRIC | LBS |  | Bandengan
PIK54 | LBS-PIK54-0569-2020 | ULUSOY ELECTRIC | LBS |  | Bandengan
CD414 | CI-2019-W36-3-1403 | SCHNEIDER | LBS | 2019 | Bintaro
CD414 | CI-2019-W36-1-1405 | SCHNEIDER | PB | 2019 | Bintaro
PIK51 | LBS2-PIK51 | EGA | LBS |  | Bandengan
PIK51 | PB-PIK51 | SCHNEIDER | PB |  | Bandengan
PIK50 | PB-PIK50 | SIEMENS | PB |  | Bandengan
PIK36 | LBS-PIK36 | SCHNEIDER | LBS |  | Bandengan
BK284 | - | SCHNEIDER | LBS |  | Marunda
BK284 | - | SCHNEIDER | PB |  | Marunda
CK133 | - | SCHNEIDER | LBS |  | Marunda
JR152 | 0182.19.213 | EGA | LBS | 2019 | Pondok Gede
JR143 | 500411660/3021-14 | ABB SAFEPLUS | PB | 2011 | Pondok Gede
JS154P | CI-2015-W33-4-0015 | SCHNEIDER SM6 | LBS | 2015 | Pondok Gede
JS27 | 1154.17.213 | EGA | LBS | 2017 | Pondok Gede
JS27 | SM0100989 | SCHNEIDER SM6 | LBS | 2009 | Pondok Gede
JS27 | 1484.17.214 | EGA | PB | 2017 | Pondok Gede
E127A | 0213.19.212 | EGA | LBS | 2019 | Pondok Gede
KM120 | 0722.18.212 | EGA | LBS | 2018 | Jatinegara
PK302 | PK302-PB1 | EGA | PB TRAFO | 2017 | Tanjung Priok
PK301 | PK301-LBS2 | SCHNEIDER | LBS MOTORIZE |  | Tanjung Priok
SD241 | 2016CSF63032 | ORMAZABAL | LBS MANUAL | 2016 | Tanjung Priok
JS37 | 3683.17.213 (MOT) | EGA | LBS | - | Pondok Gede
KP5 | - | SCHENEIDER | LBS |  | Marunda
KP5 | - | SCHENEIDER | PGC |  | Marunda
KB306 | 09.49.18.214 | EGA | PB | 2018 | Bulungan
E84 | E84-168018213 | EGA | LBS (MOTORIZE) | 2018 | Kramat Jati
PK192 | W26-4-0014 | SCHNEIDER | LBS/CBOM | 2016 | Marunda
KG15B | SM1042169C1 | SCHNEIDER | LBS |  | Marunda
PK156 | W02-3-0024 | SCHNEIDER | PGC | 2019 | Marunda
MP238 | 0176.19.212 | EGA | LBS | 2019 | Bulungan
BK274 | CI-2018-W35-4-0057 | SCHNEIDER | PB | 2018 | Marunda
JR65 | 3743.17.213 (MOT) | EGA | LBS | 2017 | Pondok Gede
GD435 | C1-2018.W39-4-0063 | SCHNEIDER | LBS | 2018 | Ciracas
GD435 | C1-2018.W40-3-0006 | SCHNEIDER | LBS | 2018 | Ciracas
CB64 | CI.2018.W21.1.0031 | SCHNEIDER SM6 | LBS |  | Ciracas
KM15 | 2019CSF63179 | AEP ORMAJABAL | LBS MOTORIZE | 2019 | Jatinegara
K40 | 2019CSF63173 | AEP ORMAJABAL | LBS MOTORIZE | 2019 | Jatinegara
CD412 | 0795.18.213 | EGA | PB | 2018 | Bintaro
BT409 | 0056.19.214 | EGA | PB | 2019 | Bintaro
CD410 | CI-2018-W38-5-0031 | SCHNEIDER | LBS | 2018 | Bintaro
CD401 | 1548.18.213 | EGA | LBS | 2018 | Bintaro
CD401 | 0878.18.214 | EGA | PB | 2018 | Bintaro
RG132P | RG 132P | ORMAZABAL | LBS-2 |  | Lenteng Agung
SD16A | SD16A-PB1 | SIEMENS | PB TRAFO | 2019 | Tanjung Priok
CB77 | SM.1117123CI | SCHNEIDER SM6 | LBS | 2011 | Ciracas
CB77 | SM.1117172CI | SCHNEIDER SM6 | LBS | 2011 | Ciracas
CB77 | CI.2018.W30.2.0028 | SCHNEIDER SM6 | LBS | 2018 | Ciracas
JW97 | CI-2019-W29-2-0041 | SCHNEIDER SM6 | LBS (MOTORIZED) | 2019 | Pondok Gede
JW97 | CI-2019-W17-1-0077 | SCHNEIDER SM6 | PB | 2019 | Pondok Gede
GH0157 | SM1034091CI | SCHNEIDER SM6 | LBS | - | Pondok Gede
GH0157 | 0679.15.209 | EGA | LBS | 2015 | Pondok Gede
GH0157 | SM1033025CI | SCHNEIDER SM6 | LBS | - | Pondok Gede
GH0157 | SM1034141CI | SCHNEIDER SM6 | LBS | - | Pondok Gede
CK72 | - | ORMAZABAL | LBS |  | Marunda
CK72 | - | ORMAZABAL | LBS |  | Marunda
CK227 | - | SCHNEIDER | ACO |  | Marunda
K19B | CI-2019-W30-2-0021 | SCHNEIDER | PB TRAFO | 2019 | Jatinegara
KM75 | CI-2019-W31-4-0011 | SCHNEIDER | LBS MOTORIZE | 2019 | Jatinegara
TB80 | CI-2018-W38-3-0016 | SCHNEIDER | LBS | 2018 | Jatinegara
TB80 | CI-2018-W31-1-0070 | SCHNEIDER | LBS | 2018 | Jatinegara
PM114 | PM114_CI-2019-W25-11-0077 | SCHNEIDER | CBO | 2019 | Jatinegara
JS205 | 1045.13.BF | EGA | PB | 2013 | Pondok Gede
PD19 | CV06-5126/007 | SIEMENS | LBS | 1993 | Pondok Gede
PD19 | CV06-5126/007 | SIEMENS | PB | 1993 | Pondok Gede
JS49 | CI.2016.W21.1.0045 | SCHNEIDER SM6 | LBS | 2016 | Pondok Gede
JS21 | 1377.17.213 (MOT) | EGA | LBS | - | Pondok Gede
PM269P | PM269P | ORMAZABAL | LBS-2 |  | Lenteng Agung
BK120 | - | EGA | LBS |  | Marunda
BK120 | - | EGA | PB |  | Marunda
CD294 | CD294 | GAE | LBS |  | Bintaro
CD294 | CD294 | GAE | PB |  | Bintaro
CD290 | CD290 | GAE | LBS |  | Bintaro
CD306 | CD306 | GAE | LBS |  | Bintaro
CD290 | CD290 | GAE | LBS |  | Bintaro
CD306 | CD306 | GAE | LBS |  | Bintaro
CD290 | CD290 | GAE | PB |  | Bintaro
KL59P | KL59P | C.PLASMA | LBS |  | Bintaro
JS200 | 0359.15.211 | EGA | PB | - | Pondok Gede
MN29P | 0253.16.212 | EGA | LBS | 2016 | Pondok Gede
E157B | CI.2018.W174.0031 | SCHNEIDER SM6 | LBS |  | Ciracas
JR137 | 0210.15.209 | EGA | LBS | 2015 | Pondok Gede
GD360 | T73005555599.0133 | SIEMENS | LBS | 2018 | Ciracas
JR152 | 0209.19.212 | EGA | LBS | 2019 | Pondok Gede
GD266P | 0272.19.214 | EGA | LBS | 2019 | Pondok Gede
JS109P | 3652.17.213 | EGA | LBS | 2017 | Pondok Gede
JW52 | 0281.19.214 | EGA | PB | 2019 | Pondok Gede
GD445 | C1.2018.w39.4.0048 | SCHNEIDER | LBS | 2018 | Ciracas
BK237 | - | SCHENEIDER | KOPEL |  | Marunda
BK129A | - | SCHNEIDER SM6 | KOPEL ACO |  | Marunda
PK236 | 0826.18.212 | EGA | LBS | 2018 | Marunda
PK236 | - | SCHNEIDER | LBS | - | Marunda
PK68A | 0798.18.214 | EGA | PB 1 | 2018 | Marunda
PK68A | 0778.18.214 | EGA | PB 2 | 2018 | Marunda
E114B | 24575/104/11/02/E6 | GAE | PB |  | Ciracas
E114B | 0305.18.234 | EGA | PGC |  | Ciracas
GD79 | CI.2018.W17.4.0040 | SCHNEIDER SM6 | LBS |  | Ciracas
B213 | CI-2018-W23-2-0022 | SCHNEIDER SM6 | LBS MANUAL | 2018 | Bandengan
B213 | 0145.18.234/2018 | EGA | PGC/CBO | 2018 | Bandengan
MD43 | - | EGA | LBS |  | Marunda
MD43 | - | EGA | PB |  | Marunda
CP206 | 2018CSF63151 | ORMAZABAL | LBS | 2018 | Ciputat
E84 | E84-026918234 | EGA | CBOG | 2018 | Kramat Jati
JR6 | - | ABB BC.5 | PB | - | Pondok Gede
MN50 | CI-2017-W45-2-0024 | SCHNEIDER SM6 | PGC | 2017 | Pondok Gede
E131 | 0170.19.212 | EGA | LBS | 2019 | Ciracas
MN38 | 24487/104/11/01/E6 | GAE | LBS | 2011 | Pondok Gede
JR134 | 0180.19.213 | EGA | LBS | 2019 | Pondok Gede
PD15 | CV06-5094/016 | SIEMENS | LBS | 1992 | Pondok Gede
JS35 | 2665.17.213 | EGA | LBS | 2017 | Pondok Gede
MP225 | 0915.16.216 | SCHNEIDER | PGC | 2016 | Bulungan
K54 | K54-PB | EGA | PB 2 |  | Cempaka Putih
CK15C | 502356308 | ABB SAFEPLUS | LBS | 2018 | Marunda
KG242 | W32-2-0049 | SCHNEIDER SM6 | LBS | 2018 | Marunda
CK20E | 1616.18.213 | EGA | LBS | 2018 | Marunda
PM22E | 0040.19.214 | EGA | PB | 2019 | Jatinegara
BK265 | 0357.18.214 | EGA | PB |  | Marunda
CN116 | C1-2016-W22-4-008 | SCHNEIDER | CBOM | 2016 | Ciputat
PD81P | PD81-W4410027 | SCHNEIDER | LBS | 2018 | Kramat Jati
CNK28 | 0715.18.212 | EGA | LBS | 2018 | Ciputat
TD261 | - | FLUOKIT M | LBS | - | Ciputat
GD436 | CI.2018.W34.6.0006 | SCHNEIDER | LBS | 2018 | Ciracas
CB84 | CI.2018.W43.3.0007 | SCHNEIDER SM6 | LBS |  | Ciracas
RB10 | - | SIEMENS | PGC |  | Cengkareng
TP124 | 2018CSF63178 | F & G | PMT | 2018 | Cempaka Putih
CP320 | CSF.63029 | ORMAZABAL | LBS | 2019 | Ciputat
MN48 | T730055555-0073 | SIEMENS | LBS | 2018 | Pondok Gede
MN48 | T73005555599-0015 | SIEMENS | PB | 2018 | Pondok Gede
TP120 | TP 120 - PMT - TP 65 | SCHNEIDER SM6 | PGC |  | Cempaka Putih
KB26 | 35019/17/20/201 | EGA | LBS MOTORIZE | 2017 | Bulungan
PM289 | PM 289 | EGA | LBS-5 |  | Lenteng Agung
CK52W | 5001-043 | ABB SAFEPLUS | PB | 2018 | Marunda
CB66P | CV06-5142/007 | SIEMENS | LBS | 1993 | Pondok Gede
CB66P | CV06-5142/007 | SIEMENS | PB | 1993 | Pondok Gede
E168A | 0191.18.212 | EGA | LBS | 2018 | Pondok Gede
E168 | 2712.17.213 | EGA | LBS | 2017 | Pondok Gede
E168A | 4211 | UNINDO FLUOKIT M | PB | 2010 | Pondok Gede
E173 | 217.12.BF | EGA | PB | 2012 | Pondok Gede
JR122 | 22177/032/10/01/E6 | GAE | LBS | 2010 | Pondok Gede
BC193 | - | M.GERLIN | LBS |  | Cengkareng
BK14 | - | SIEMENS | LBS |  | Marunda
CN137 | 0263.17.213 | EGA | LBS |  | Ciputat
KML12 | 1350-20 | ULUSOY | LBS | 2020 | Cengkareng
KML12 | 1481-20 | ULUSOY | CBOG | 2020 | Cengkareng
KDR324 | 63029 | ORMAZABAL | LBS | 2020 | Cengkareng
KDR324 | 0780-20 | ULUSOY | LBS | 2020 | Cengkareng
MCC1 | CI.2019.W27.3.0020 | SCHINEIDER | LBS | 2019 | Cengkareng
MCC1 | CI.2019.W28.4.0027 | SCHINEIDER | PGC | 2019 | Cengkareng
MCC1 | CI.2019.W27.3.0021 | SCHINEIDER | LBS | 2019 | Cengkareng
MN6 | 1531.17.214 | EGA | PB | 2017 | Pondok Gede
KDR147 | 502337531/3001-018 | ABB | PB | 2018 | Cengkareng
PM215 | C1-2018-W35-1-0014 | SCHNEIDER | ACO | 2018 | Jatinegara
PIK83 | PIK83.0114.19.213 | EGA | LBS | 2020 | Bandengan
T447 | 1099-20 | UUSOY | CBOM | 2020 | Menteng
PP1 | 0366-20 | ULLUSOY | LBS MOTORIZE | 2020 | Bulungan
PM287 | 0277-20 | ULLUSOY | PB | 2020 | Bulungan
KB603 | 2019CSF60031 | ORMAZABAL | CBOM MOTORIZE | 2019 | Bulungan
BT431 | 0654-20 | ULUSOY | LBS | 2020 | Bintaro
BK10 | - | ULUSOY | LBS |  | Marunda
CK221 | - | SCHNEIDER | CBOM |  | Marunda
PK284 | - | SCHNEIDER | LBS |  | Marunda
PK106A | - | SCHNEIDER | LBS |  | Marunda
E332P | T73005052683-0158 | SIEMENS | LBS | 2017 | Pondok Gede
E172A | SM0942039CI | SCHNEIDER SM6 | LBS | 2009 | Pondok Gede
E138D | 1639.16.213 | EGA | LBS | 2016 | Pondok Gede
MP236 | 3446.17.213 | EGA | LBS MOTORIZE | 2017 | Bulungan
MP236 | 1227.18.214 | EGA | LBS MOTORIZE | 2018 | Bulungan
PD50 | 5759 | UNINDO FLUOKIT M | LBS | 1996 | Pondok Gede
JW75 | 59016216 | EGA | PGC | 2016 | Pondok Gede
E102L | 1202.17.213 | EGA | LBS | 2017 | Pondok Gede
E102L | SM1342089CI | SCHNEIDER SM6 | LBS | - | Pondok Gede
PD51 | 1836 | UNINDO FLUOKIT M | PB | 1996 | Pondok Gede
TP76 | PMT-TP76-KPL4-3 | SCHNEIDER SM6 | PMT |  | Cempaka Putih
SN112 | 2872/17/213/2017 | EGA | LBS MOTORIZE | 2017 | Bulungan
PP38 | 0953.18.214 | EGA | PB | 2018 | Bulungan
E253 | E253-093902911 | SCHNEIDER | PB | 2009 | Kramat Jati
JW4P | CI-2014-W04-5-0008 | SCHNEIDER SM6 | LBS | 2014 | Pondok Gede
JR136 | SB-2011-W16-3-0012 | SCHNEIDER RM6 | LBS | 2011 | Pondok Gede
JR180 | CI.2015.W23.3.0009 | SCHNEIDER SM6 | PB | 2015 | Pondok Gede
KP3 | - | FLOUKIT M | LBS |  | Marunda
JS252 | 1780.18.213 | EGA | LBS MOTORIZED | 2018 | Pondok Gede
KB188 | 1010.13.214.2018 | EGA | PB | 2018 | Bulungan
LA1 | C1-2018-W32-3002 | SCHNEIDER | LBS-3 |  | Lenteng Agung
JR21 | CI.2017.W51.1.0012 | SCHNEIDER SM6 | PB | 2017 | Pondok Gede
JR231 | CI-2018-W30-6-0026 | SCHNEIDER | ACO TM | 2018 | Pondok Gede
GD58A | 0018.21.213 | EGA | LBS | 2021 | Ciracas
PIK24 | 1810233 | EGA | LBS |  | Bandengan
TD330 | 0304.15.215.2013 | EGA | LBS | 2013 | Bulungan
TB7 | 0032.19.214 | EGA | PB | 2019 | Jatinegara
KDR49PPAT | - | ORMAZABAL | LBS |  | Cengkareng
CGR13 | CGR 13 | ABB | CBOG-1 |  | Lenteng Agung
BK271 | CI-2018-W32-3 | SCHNEIDER | PGC | 2018 | Marunda
BK270 | 0173.17.213 | EGA | LBS | 2017 | Marunda
BK270 | 390.16 | EGA | LBS | 2016 | Marunda
BK268 | CI-2018-W32-3-0049 | SCHNEIDER | LBS | 2018 | Marunda
GH0102B | C1-2017-W38-5-0031 | SCHINEIDER | LBS MOT | 2017 | Cengkareng
PM24 | PM24_CI-2018-W38-5-0058 | SCHNEIDER | LBS | 2018 | Jatinegara
PM23TER | PM23TERC1-2018-W38-2-0008 | SCHNEIDER | LBS | 2018 | Jatinegara
TB5 | 5023.56308/4001-005 | ABB | LBS | 2018 | Jatinegara
TB5 | 5023.56308/5001-033 | ABB | PB | 2018 | Jatinegara
KL64P | KL64P | ABB ( RMU ) | PB |  | Bintaro
TB4 | CI-2017-W18-3-0006 | SCHNEIDER | CBO PENYULANG | 2017 | Jatinegara
GD67A | CI.2017.W04.2.0011 | SCHNEIDER SM6 | LBS |  | Ciracas
GD67A | 0848.17.214 | EGA | PB |  | Ciracas
PK177 | - | EGA | LBS |  | Marunda
BDU22 | BDU22-185117213 | EGA | LBS | 2017 | Bandengan
BDU22 | BDU22-044317217 | EGA | CBOG | 2017 | Bandengan
E379 | E 379 - 7 | SCHNEIDER | LBS | 2016 | Kramat Jati
B43A | B 43A-01 | SCHNEIDER SM6 | LBS MOTORIZE | 2017 | Bandengan
GD418 | CI.2017.W08.4.0017 | SCHNEIDER SM6 | LBS | 2017 | Ciracas
PM19D | 0669.19.214 | EGA | PB | 2019 | Jatinegara
PM19D | 0101.19.212 | EGA | LBS | 2019 | Jatinegara
PM19D | 0084.19.212 | EGA | LBS | 2019 | Jatinegara
KM36 | 0110.19.214 | EGA | PB | 2019 | Jatinegara
KM36 | 1943.18.213 | EGA | LBS MOTORIZE | 2018 | Jatinegara
KM36 | 0109.19.212 | EGA | LBS MANUAL | 2019 | Jatinegara
K11C | CI-2018-W35-4-0059 | SCHNEIDER | LBS MOTORIZE | 2018 | Jatinegara
K11C | CI-2018-W38-3-0046 | SCHNEIDER | LBS MANUAL | 2018 | Jatinegara
PK130N | 0185.19.214 | EGA | PB 2 | 2019 | Marunda
PK153 | 0337.19.214 | EGA | PB | 2019 | Marunda
CL15 | 3474.17.213 | EGA | LBS | 2017 | Marunda
PK262 | 3001-009 | ABB SAFEPLUS | LBS | 2018 | Marunda
PK262 | 4001-023 | ABB SAFEPLUS | LBS | 2018 | Marunda
GH0073 | C1-2018-W37-4-0031 | SCHINEIDER | LBS MOT | 2018 | Cengkareng
GH0102B | C1-2017-W38-2-0009 | SCHINEIDER | LBS MOT | 2017 | Cengkareng
GH0102B | 0155.17.212 | EGA | LBS MOT | 2017 | Cengkareng
E444 | E444-CI2019W3441402 | SCHNEIDER MOTORIZED | LBS | 2019 | Kramat Jati
E444 | E444-CI2019W3751402 | SCHNEIDER MOTORIZED | LBS | 2019 | Kramat Jati
KJ61 | 0782.18.214 | EGA | CBO |  | Kebon Jeruk
SP144 | 1579 | KIT 25 | PB |  | Kebon Jeruk
SP144 | 536 | EGA | PB |  | Kebon Jeruk
SP80 | RMU 1993/251 | F&G | LBS |  | Kebon Jeruk
BDA23 | C1-2019-W38-2-1401 | SCHINEIDER | LBS | 2019 | Cengkareng
MP42 | imci2019-w48-2-0039 | SCHNEIDER | LBS MOTORIZE | 2019 | Bulungan
MP42 | 2019-w40-5-0080 | SCHNEIDER | CBOM MOTORIZE | 2019 | Bulungan
CP25B | 1842-19 | ULUSOY | PB I | 2019 | Ciputat
CP25B | 1834-19 | ULUSOY | PB II | 2019 | Ciputat
PIK71 | PIK71-1930S111 | ORMAZABAL | PB TRAFO |  | Bandengan
CP139A | C1-2019-W39-5-0030 | SCHNEIDER | PB I | 2019 | Ciputat
BK107 | - | ORMAZABAL | PB |  | Marunda
KCP14 | SCHNEIDER SM6 / PGC / PGC | SCHNEIDER SM6 | PB |  | Cempaka Putih
GD177 | 2019CSF63185 | ORMAZABAL | LBS | 2019 | Ciracas
GD177 | 2019CSF61002 | ORMAZABAL | PB | 2019 | Ciracas
BK2 | - | SCHNEIDER | PB | 2016 | Marunda
MB112 | MB112-0603-20 | ULUSOY | LBS | 2020 | Bandengan
BT427 | 0372-20 | ULUSOY | LBS | 2019 | Bintaro
JS20 | 0282.19.214 | EGA | PB | 2019 | Pondok Gede
JS248 | 1647.17.234 | EGA | PGC | 2017 | Pondok Gede
KB486 | 0883.17.216.2017 | EGA | CBOM MOTORIZE | 2017 | Bulungan
KDR116 | 2019CSF61082 | ORMAZABAL | PB | 2019 | Cengkareng
KDR116 | 2019CSF63151 | ORMAZABAL | LBS | 2019 | Cengkareng
MK90 | 2019CSF63149 | ORMAZABAL | LBS | 2019 | Cengkareng
PM263 | 1358-19 | ULLUSOY | LBS | 2019 | Bulungan
KDR179 | 2019CSF63147 | ORMAZABAL | LBS |  | Cengkareng
BK89 | - | EGA | CBOM |  | Marunda
KM114 | 0427.20.213/2020 | EGA | LBS MOTORIZE | 2020 | Jatinegara
CD416 | 1148-19 | ULUSOY | PB | 2019 | Bintaro
PK44F | 2431-19 | ULUSOY | LBS |  | Marunda
MB111 | MB111-0416-20-01 | ULUSOY | LBS | 2020 | Bandengan
MB111 | MB111-0482-20-02 | ULUSOY | LBS | 2020 | Bandengan
MB111 | MB111-0374-20-03 | ULUSOY | CBOM | 2020 | Bandengan
PM215 | 0310.17.216 | EGA | CBO PELANGGAN | 2017 | Jatinegara
K74 | C1-2018-W35-2-0045 | SCHNEIDER | ACO | 2018 | Jatinegara
DT27 | 610.12.BL | EGA | LBS MOTORIZE | 2012 | Jatinegara
CK179 | 12.1238 | ABB UNISWITCH | LBS |  | Marunda
JS80 | 1143-20 | ULUSOY ELECTRIC | PB | 2020 | Pondok Gede
E216 | 1140-20 | ULUSOY ELECTRIC | PB | 2020 | Pondok Gede
E216 | 0749-20 | ULUSOY ELECTRIC | LBS | 2020 | Pondok Gede
JS193 | 1004-20 | ULUSOY ELECTRIC | LBS | 2020 | Pondok Gede
JS193 | 1003-20 | ULUSOY ELECTRIC | LBS | 2020 | Pondok Gede
PIK83 | PIK83. 0020.19.213 | EGA | LBS | 2020 | Bandengan
PIK83 | PIK83.1867-19 | ULUSOY | PB | 2020 | Bandengan
PP1 | 2122 | ULLUSOY | PB | 2019 | Bulungan
PP127 | 0711-20 | ULLUSOY | LBS MOTORIZE | 2020 | Bulungan
MP194 | 1848.19 | ULLUSOY | PB | 2019 | Bulungan
MP194 | 2246.19 | ULLUSOY | LBS MOTORIZE | 2019 | Bulungan
TD184 | C1-2016.W.02.2.0001 | SCHNEIDER SM6 | PB TRAFO | 2016 | Ciputat
TD184 | 0197.16.214/2016 | EGA | PB TRAFO | 2016 | Ciputat
KL160 | KL160 - EGA - INCOMING | MG | LBS MANUAL |  | Kebon Jeruk
KL160 | KL160 - EGA - OUTGOING | MG | LBS MANUAL |  | Kebon Jeruk
KL160 | KL160 - GAE - PB | MG | PB |  | Kebon Jeruk
SP101 | SP101 - INCOMING | EGA | LBS MANUAL |  | Kebon Jeruk
SP101 | SP101 - PB TRAFO | EGA | PB |  | Kebon Jeruk
MCC1 | CI.2019.W26.3.0007 | SCHINEIDER | LBS | 2019 | Cengkareng
MCC1 | CI. 2019.W30.1.0039 | SCHINEIDER | LBS | 2019 | Cengkareng
MCC1 | CI. 2019.W30.1.0039 | SCHINEIDER | LBS | 2019 | Cengkareng
BK285 | - | ABB SAFEPLUS | LBS |  | Marunda
PB68 | 0399-20 | ULUSOY ELECTRIC | LBS | 2020 | Pondok Kopi
CKG35P | C1-2019-W43-4-1404 | SCHINEIDER | PB | 2019 | Cengkareng
TB49 | 27417213 | EGA | LBS | 2017 | Jatinegara
BT427 | 0377-20 | ULUSOY | LBS | 2019 | Bintaro
E257 | 0167.19.213 | EGA | LBS (MOTORIZED) | 2019 | Pondok Gede
E209 | 1294.13.BL | EGA | LBS (MOTORIZED) | 2013 | Pondok Gede
E209 | 637.13.BF | EGA | PB | 2013 | Pondok Gede
JS20 | 0283.19.214 | EGA | PB | 2019 | Pondok Gede
JMD1 | 3001-019 | ABB | PB | 2018 | Cengkareng
PDR3S | CI-2015-W53-1-0010 | SCHNEIDER SM6 | LBS | 2015 | Pondok Gede
JR70 | 3455 | UNINDO FLUOKIT M | LBS | 2001 | Pondok Gede
E157B | 1619.17.234 | EGA | PGC |  | Ciracas
JR156 | 24551/104/11/01/E6 | GAE | LBS | 2011 | Pondok Gede
PK257 | - | SCHENEIDER | CBOM |  | Marunda
JR143 | 500411660/4001-13 | ABB SAFEPLUS | LBS | 2011 | Pondok Gede
JS176 | CI-2014-W12-4-0032 | SCHNEIDER SM6 | CBOG | 2014 | Pondok Gede
TPL1 | 071718-212 | EGA | LBS | 2018 | Cengkareng
TD180 | C1-2018-W24-4-0051 | SCHNEIDER | LBS | 2018 | Ciputat
CK29 | - | ORMAZABAL | LBS |  | Marunda
CN133 | 0699.18.212 | EGA | LBS | 2018 | Ciputat
CN133 | 0919.18.214 | EGA | PB | 2018 | Ciputat
BK232 | - | EGA | KOPEL ACO |  | Marunda
BK232 | - | SCHNEIDER SM6 | KOPEL ACO |  | Marunda
PML15 | 17.987.8 | FLUOKIT M | LBS | 2018 | Ciputat
PML15 | 17.063.7 | FLUOKIT M | PB | 2018 | Ciputat
CN98 | C1-2018-W20-3-0050 | SCHNEIDER | LBS | 2018 | Ciputat
E441 | E441 S/N 0119.19.213 | EGA | ACO (MOTORIZE) | 2019 | Kramat Jati
JR167 | 1256.13.BL | EGA | LBS | 2013 | Pondok Gede
K304 | 0205.17.216 | EGA | CBO |  | Menteng
P68 | P68 | SCHNEIDER | CBOM | 2018 | Menteng
JR231 | 0098.19.212 | EGA | LBS | 2019 | Pondok Gede
BK273 | 1469.18.214 | EGA | PB | 2018 | Marunda
GD58B | CI-2016-W20-4-0007 | SCHNEIDER SM6 | LBS | 2016 | Pondok Gede
PM86 | 0351.19.214 | EGA | PB | 2019 | Jatinegara
TB42 | TB42_0045.19.214 | EGA | LBS | 2019 | Jatinegara
BK73 | - | EGA | PB 2 |  | Marunda
K49D | 0084.19.214 | EGA | PB | 2019 | Jatinegara
PM19D | 0028.19.214 | EGA | PB | 2019 | Jatinegara
GD435 | C1-2018.W39-6-0006 | SCHNEIDER | LBS | 2018 | Ciracas
BDA40 | 0167.19.214 | EGA | PB | 2019 | Cengkareng
CB64 | SM.0900620 | SCHNEIDER SM6 | PB |  | Ciracas
PML18 | 63.171 | ORMAZABAL | LBS | 2019 | Ciputat
PML18 | 63.191 | ORMAZABAL | LBS | 2019 | Ciputat
PML18 | 61.084 | ORMAZABAL | PB | 2019 | Ciputat
CP301 | 12032 | UNINDO | LBS | 2010 | Ciputat
CP301 | 2020 | UNINDO | CBO | 2010 | Ciputat
CP320 | CSF.63023 | ORMAZABAL | LBS | 2019 | Ciputat
RWB3 | CI-2019-W06-5-0030 | SCHINEIDER | PGC | 2019 | Cengkareng
TG141 | C1.2018.W38.4.0017 | SCHINEIDER | LBS MAN | 2018 | Cengkareng
CL15 | W36-1-0050 | SCHNEIDER SM6 | LBS | 2016 | Marunda
CK156 | 4001-016 | ABB SAFEPLUS | LBS | 2018 | Marunda
CK156 | 5001-015 | ABB SAFEPLUS | PB | 2018 | Marunda
CL21 | 3001-012 | ABB SAFEPLUS | LBS | 2018 | Marunda
CL21 | 4001-002 | ABB SAFEPLUS | LBS | 2018 | Marunda
PK98 | W11-2-0051 | SCHNEIDER SM6 | PGC | 2019 | Marunda
PK165 | S9501719 | SCHNEIDER SM6 | LBS | 2017 | Marunda
BT405 | 0794.18.21 | EGA | LBS | 2018 | Bintaro
JR87P | R0418219SF | MERLIN GERLIN RM6 | PB | - | Pondok Gede
PK284 | - | EGA | LBS |  | Marunda
CKG185 | T7300544267-0037/2017-10 | SIEMENS | LBS | 2017 | Cengkareng
E69N | E69N-039816202 | EGA | LBS | 2016 | Kramat Jati
AB293 | CBOM_AB293 | EGA | CBO MOTORIZE |  | Bandengan
KN35 | 0 | SCHNEIDER | CBOM |  | Menteng
E399 | E399-W1840043 | SCHNEIDER | LBS (MOTORIZE) | 2018 | Kramat Jati
KS57 | W34.6.0022 | SCHNEIDER | LBS MOTORIZE | 2018 | Menteng
CP516 | 0774.16.212 | EGA | LBS | 2016 | Ciputat
PM282 | PM 282 | SCHNEIDER | LBS-4 |  | Lenteng Agung
KD157 | 1752.17.234 | EGA | CBOM | 2017 | Jatinegara
AB295 | AB295_LBS1 | EGA | LBS |  | Bandengan
BK256 | 502225057/1001-002 | ABB SAFEPLUS | LBS | 2018 | Marunda
BK256 | 502225057/1001-012 | ABB SAFEPLUS | LBS | 2018 | Marunda
GH0054 | 0047.16.213 | EGA | LBS | 2016 | Pondok Gede
GNS33 | GNS33-C1-2017-W35-4-0036 | SCHNEIDER | LBS | 2018 | Bandengan
CD396 | CI-2018-W20-4-0032 | SCHNEIDER | LBS | 2018 | Bintaro
GNS29 | GNS29_LBS1 | SCHNEIDER | LBS |  | Bandengan
BT400 | CI-2018-W43-5-0017 | SCHNEIDER | LBS | 2018 | Bintaro
GH0124 | S/N 17101097 | EGA | LBS |  | Marunda
MD17 | S/N 1806466 | EGA | LBS |  | Marunda
PKX02 | W21-5-0026 | SCHNEIDER | LBS |  | Marunda
PKX02 | S/N 1711426 | EGA | LBS |  | Marunda
MD114 | CI-2018-W32-3-0024 | SCHNEIDER | LBS | 2018 | Marunda
CL41 | 2017CSF63253 | ORMAZABAL | LBS | 2017 | Marunda
CL41 | 2017CSF63254 | ORMAZABAL | LBS | 2017 | Marunda
CL41 | 2018CSF61029 | ORMAZABAL | PB | 2018 | Marunda
BTC38CKR | 1793.18.213 | EGA | LBS MANUAL | 2018 | Cengkareng
BTC38CKR | 1020.18.216 | EGA | PB | 2018 | Cengkareng
TG66 | 0012.16.213 | EGA | LBS | 2016 | Cengkareng
BC69 | T730654426-27-064 | SIEMENS | LBS | 2017 | Cengkareng
GD53 | CI.2018.W18.5.0020 | SCHNEIDER SM6 | LBS |  | Ciracas
GD53 | 0088.21.214 | EGA | PB |  | Ciracas
GD201P | 1663.18.213 | EGA | LBS |  | Ciracas
GD201P | 1649.17.214 | EGA | PB |  | Ciracas
KB335 | 2018 . W32-2 | SCHNEIDER | LBS | 2018 | Bulungan
KB335 | 2018.W-43-2 | SCHNEIDER | LBS MOTORIZE | 2018 | Bulungan
KB335 | 2018.W32-1 | SCHNEIDER | CBOM MOTORIZE | 2018 | Bulungan
KB335 | 18.07.698 | EGA | PB | 2018 | Bulungan
GNS32 | GNS32-C1-2018-W38-4-0067 | SCHNEIDER | LBS 1 | 2018 | Bandengan
GNS32 | GNS32-0894.18.214/2018 | EGA | PB TRAFO | 2018 | Bandengan
KPK62 | KPK62-1256-18-213-2018 | EGA | LBS | 2018 | Bandengan
KPK62 | KPK62-0902-18.212-2018 | EGA | LBS | 2018 | Bandengan
KS21 | CL.2018.W29.2.0008 | SCHNEIDER | LBS MOTORIZE | 2018 | Menteng
BDU32 | BDU32-C1-2017-W05-5-0046 | SCHNEIDER | LBS | 2017 | Bandengan
BDU32 | BDU32-C1-2018-W44-2-0003 | SCHNEIDER | CBOM | 2018 | Bandengan
BDU32 | BDU32-C1-2018-W44-2-0003- | SCHNEIDER | LBS | 2018 | Bandengan
CGR54 | 2018CSF61070 | ORMAZABAL | PB-1 |  | Lenteng Agung
BDU32 | BDU32-C1-2018-W35-0053-F1 | SCHNEIDER | ACO |  | Bandengan
JR229 | W21.1.0015 | SCHNEIDER | LBS | 2018 | Pondok Gede
BDU33 | BDU33-C1-2018-W37-5-0023 | SCHNEIDER | LBS | 2018 | Bandengan
BDU33 | BDU33-C1-2018-W40-3-0014 | SCHNEIDER | LBS | 2018 | Bandengan
BDU33 | BDU33-C1-2018-W45-2-0032 | SCHNEIDER | CBOG | 2018 | Bandengan
DB110 | DB110-C1-2018-W36-2-0038 | SCHNEIDER | ACO | 2018 | Bandengan
E374 | E374-168518213 | EGA | LBS (MOTORIZE) | 2018 | Kramat Jati
E374 | E374-089218214 | EGA | PB | 2018 | Kramat Jati
CK238 | - | SCHENEIDER | PGC |  | Marunda
CK238 | - | SCHENEIDER | PGC II |  | Marunda
PGL45 | 3405.17.213 | EGA | LBS | 2017 | Pondok Kopi
PGL45 | 3306.17.213 | EGA | LBS | 2017 | Pondok Kopi
PGL45 | 0414.18.214 | EGA | PB | 2018 | Pondok Kopi
CK237 | - | SCHENEIDER | PGC |  | Marunda
BDS22K | BDS22K-41800980/2018 | ABB SAFEPLUS | LBS | 2018 | Bandengan
BDS22K | BDS22K-41800988-2018 | ABB SAFEPLUS | LBS | 2018 | Bandengan
RG212 | RG212 | ORMAZABAL | PB-1 |  | Lenteng Agung
BK156 | - | SCHNEIDER SM6 | LBS |  | Marunda
KG250 | W28-4-0029 | SCHNEIDER | LBS | 2018 | Marunda
KG250 | W41-5-0059 | SCHNEIDER | PGC | 2018 | Marunda
CK52W | 3001-003 | ABB SAFEPLUS | LBS | 2018 | Marunda
MN17 | SM9800299 | MERLIN GERLIN SM6 | LBS | - | Pondok Gede
MN51 | CI-2018-W23-5-0017 | SCHNEIDER SM6 | LBS | 2018 | Pondok Gede
GD71P | 1521S151 | ORMAZABAL | PB | 2015 | Pondok Gede
GD71P | 1545S047 | ORMAZABAL | LBS | 2015 | Pondok Gede
CB28 | 154106 | UNINDO FLUOKIT M24+ | LBS | 2017 | Pondok Gede
CB28 | 154103 | UNINDO FLUOKIT M24+ | PB | 2017 | Pondok Gede
PL239 | T73005052683-0311 | SIEMENS | LBS | 2017 | Pondok Kopi
CKG105PAT | - | GAE | LBS | 2013 | Cengkareng
KPK20 | KPK 20-03 | EGA | PB | 2017 | Bandengan
MK319 | MK 319-01 | SCHNEIDER SM-6 | CBO RC | 2017 | Bandengan
E427 | E427-CI-2017-W23-3-0039MO | SCHNEIDER | LBS | 2017 | Kramat Jati
E427 | E427-CI-2017-W04-2-0017 | SCHNEIDER | LBS (MOTORIZE) | 2017 | Kramat Jati
GD168 | 0586.17.214 | EGA | PB |  | Ciracas
GD221 | CI.2015.W28.5.0015 | SCHNEIDER SM6 | PB | 2015 | Ciracas
E305 | 20012048710001 | ABB | PT | 2001 | Kramat Jati
BK172 | CI-2017-W40-2-0028 | SCHNEIDER SM6 | PB | 2017 | Marunda
PDR13 | CI-2017-W29-1-0030 | SCHNEIDER | LBS MOTORIZE | 2017 | Pondok Gede
CK20I | 352 | SIEMENS | LBS | 2017 | Marunda
CK55 | 0107.15.212 | EGA | LBS | 2017 | Marunda
CKG170 | 0942.17.212 | EGA | LBS | 2017 | Cengkareng
JR214 | T73005065334-0085 | SIEMENS | LBS | 2017 | Pondok Gede
CD394 | 0529.17.212 | EGA | LBS | 2017 | Bintaro
KB310N | PBKB310N | EGA | PB |  | Bintaro
GD240 | CI.2017.W04.4.0020 | SCHNEIDER SM6 | LBS | 2017 | Ciracas
CD226 | CD226 | FLOUKIT M | LBS |  | Bintaro
BT311 | BT311 | EGA | PB |  | Bintaro
KB284 | KB284 | ABB | LBS |  | Bintaro
BT312 | BT312 | EGA | PB |  | Bintaro
CD63 | CD63 | KIT.25 | LBS |  | Bintaro
KL118 | 0471.17.213/2017 | EGA | LBS | 2017 | Bintaro
CD72 | CD72 | MG KUNING | LBS |  | Bintaro
CD72 | CD72 | MG KUNING | LBS |  | Bintaro
CD183 | CD183 | FLOUKIT M | PB |  | Bintaro
CD50 | CD50 | FLOUKIT M | LBS |  | Bintaro
KL28N | KL28N | F & G | PB |  | Bintaro
BT53 | BT53 | SCHNEIDER | LBS |  | Bintaro
BT38 | CD38 | SCHNEIDER | LBS |  | Bintaro
CD113 | CD113 | SCHNEIDER | PB |  | Bintaro
CD203 | CD203 | FLOUKIT.M | LBS |  | Bintaro
BT259 | BT259 | GAE | LBS |  | Bintaro
BT273 | BT273 | GAE | PB |  | Bintaro
BT366 | BT366 | GAE | PB |  | Bintaro
CD107 | CD107 | SIEMENS | PB |  | Bintaro
CD323 | CD323 | EGA | PB |  | Bintaro
KL112 | KL112 | MG KUNING | LBS |  | Bintaro
BT361 | BT361 | EGA | LBS |  | Bintaro
KL180 | KL180 | ABB | PB |  | Bintaro
KL17B | KL17B | FLOMATIC | LBS |  | Bintaro
KL17B | KL17B | /KIT27.2 | LBS |  | Bintaro
CD198 | CD198 | GAE | LBS |  | Bintaro
CD72 | CD72 | SCHNEIDER | PB |  | Bintaro
CD208 | CD208 | GAE | LBS |  | Bintaro
CD210 | CD210 | GAE | LBS |  | Bintaro
CD210 | CD210 | GAE | LBS |  | Bintaro
KL116 | KL116 | EGA | LBS |  | Bintaro
KL116 | KL116 | SCHNEIDER | LBS |  | Bintaro
CD221 | CD221 | FLUKIT M | LBS |  | Bintaro
CD212 | CD212 | SM6 | LBS |  | Bintaro
KL38 | CI-2017-W36-2-0035 | SCHNEIDER | PB | 2017 | Bintaro
KL17N | KL17N | FLOUKIT.M | PB |  | Bintaro
CD37A | CD37A | FLUKIT M | LBS |  | Bintaro
KL24N | KL24N | KIT.27.2/ | LBS |  | Bintaro
BT314 | BT314 | SCHNEIDER | LBS |  | Bintaro
KL78 | KL78 | /KIT27.2 | LBS |  | Bintaro
BT341 | BT341 | SCHNEIDER | PB |  | Bintaro
CD94 | CD94 | MG | PB |  | Bintaro
KB273 | KB273 | ABB | PB |  | Bintaro
BT367 | BT367 | EGA | LBS |  | Bintaro
BT127 | BT127 | F & G | PB |  | Bintaro
KL78A | KL78A | /ABB | PB |  | Bintaro
CP44A | CP44A | GAE | PB |  | Bintaro
E64 | 3765.17.213 | EGA | LBS | 2017 | Pondok Gede
E220A | CI.2018.W21.2.0011 | SCHNEIDER SM6 | LBS | 2018 | Pondok Gede
MN24P | 1521S142 | ORMAZABAL | PB | 2015 | Pondok Gede
MN24P | 1523S103 | ORMAZABAL | LBS | 2015 | Pondok Gede
JR22 | - | ABB BC.5 | LBS | - | Pondok Gede
JR22 | - | ABB BC.5 | PB | - | Pondok Gede
MP68 | 1420.18.213.2018 | EGA | LBS MOTORIZE | 2018 | Bulungan
JS248 | 3769.17.213 (MOT) | EGA | LBS | 2017 | Pondok Gede
PL262 | 0653.18.212 | EGA | LBS | 2018 | Pondok Kopi
PGL47 | 0329.19.214 | EGA | PB | 2019 | Pondok Kopi
PK146 | 0285.18.212 | EGA | LBS | 2018 | Marunda
PK67E | 0958.18.214 | EGA | PB 2 | 2018 | Marunda
GH0066 | CI.2018.W41.1.0060 | SCHENEIDER | LBS MOTORISED | 2018 | Pondok Gede
GH0157 | 2705.17.213 | EGA | LBS MOTORISED | 2017 | Pondok Gede
GH0054 | 0014.16.213 | EGA | LBS | 2016 | Pondok Gede
PP4 | 1401.18.213 | EGA | LBS MOTORIZE | 2018 | Bulungan
PP49 | 3099.13 bl | EGA | LBS MOTORIZE | 2018 | Bulungan
PD14 | 1022 | UNINDO FLUOKIT M | PGDB | 1996 | Pondok Gede
GD58A | 0077.21.214 | EGA | PB | 2021 | Ciracas
JW3 | 834 | EGA | PGC | - | Pondok Gede
GD344 | 27546/021/12/03/E6 | GAE | PGC | 2012 | Ciracas
KJ421 | CI-2018-W44-1-0028_KJ421 | SCHNEIDER | LBS | 2018 | Kebon Jeruk
TD330 | 0067.13214.2018 | EGA | PB | 2018 | Bulungan
MP15 | IL12973-2004 | VEI | LBS | 2004 | Bulungan
DMC1 | CI-2019-W29-4-0053 | SCHINEIDER | LBS | 2019 | Cengkareng
E20B | E20B-W2000022 | SCHNEIDER | LBS (MOTORIZE) | 2019 | Kramat Jati
PML17 | CSF61088 | ORMAZABAL | PB | 2018 | Ciputat
MD79 | - | SCHNEIDER | CBOM |  | Marunda
KJ199 | 20255/133/05/07/E6 | GAE | PB |  | Kebon Jeruk
KJ76 | 469-KJ76 | FLOUKIT M | CBO |  | Kebon Jeruk
PIK58 | PIK58-BB419080889 | ABB SAFEPLUS | LBS | 2019 | Bandengan
PIK58 | PIK58-BB419080884 | ABB SAFEPLUS | LBS | 2019 | Bandengan
PIK58 | PIK58-BB419080937 | ABB SAFEPLUS | PB | 2019 | Bandengan
GNS36K | GNS36_LBS1 | ABB SAFE PLUS | LBS 1 |  | Bandengan
KB122 | CV.06.5088/010 | SIEMENS | PB |  | Kebon Jeruk
GNS36K | GNS36_PB | ABB SAFE PLUS | PB TRAFO |  | Bandengan
KP50 | - | SIEMENS | PB |  | Marunda
MD14 | - | ORMAZABAL | LBS |  | Marunda
E40 | 0119.19.214 | EGA | PB |  | Ciracas
E40 | 1935.18.213 | EGA | LBS |  | Ciracas
CNK31 | CI-2019-W43-4-1403 | SCHNEIDER | PB | 2019 | Ciputat
TG95 | CI-2020-W04-3-0012 | GAE | PB | 2020 | Cengkareng
CP201 | CI-2019-W30-5-0025 | SCHNEIDER | LBS | 2019 | Ciputat
SP11N | 0008.19.214 | EGA | PB |  | Kebon Jeruk
SP11N | 1326.13.BF | EGA | PB |  | Kebon Jeruk
KB356 | 0838.18.214.2018 | EGA | PB |  | Bulungan
PB66 | IDABB419101073 | ABB SAFEPLUS | LBS | 2019 | Pondok Kopi
TD3N | CI.209.W28.5.0023 | SCHNEIDER | LBS |  | Bulungan
TD3N | CI.2019.W28.4.0009 | SCHNEIDER | PB |  | Bulungan
KJ42 | 23864201 | ORMAZABAL | PB |  | Kebon Jeruk
PB66 | IDABB419101090 | ABB SAFEPLUS | PB | 2019 | Pondok Kopi
SP221 | CI-2018-W31-1-0085 | SCHNEIDER | LBS |  | Kebon Jeruk
SP221 | 24076/103/11/03/E6 | SCHNEIDER | PGC |  | Kebon Jeruk
SP245 | T73005114924-028000/004 | SIEMENS | LBS |  | Kebon Jeruk
KG456 | - | SCHNEIDER | LBS |  | Tanjung Priok
KJ364 | CI-2015-W11-3-0006 | SCHNEIDER | PGC |  | Kebon Jeruk
PP104 | C1.2019.W40.1.0082 | SCHNEIDER | CBOM |  | Bulungan
JW17 | CI-2020-W08-1-0028 | SCHNEIDER SM6 | LBS (MOTORIZED) | 2020 | Pondok Gede
KJ205 | SM0602348-KJ205 | MG (PGC INDOSIAR) | PGC |  | Kebon Jeruk
CK78 | - | EGA | LBS |  | Marunda
BT421 | C1-2019-W42-5-1402 | SCHNEIDER | PB | 2019 | Bintaro
CD413 | 1831-19 | ULUSOY | PB | 2019 | Bintaro
PML35 | 2383-19 | ULUSOY | LBS | 2019 | Ciputat
MK247 | 84151401 | FLOUKIT M | PGC |  | Cengkareng
KM8 | cl-2020-w09-6-0074 | SCHNEIDER | CBOM | 2020 | Jatinegara
TB82 | CI-2020-W04-2-0005 | SCHNEIDER | LBS | 2020 | Jatinegara
KM125 | CI-2019-W39-5-00912 | SCHNEIDER | PB | 2019 | Jatinegara
KB533 | 1353-19 | ULUSOY | LBS |  | Bulungan
BK285 | - | SCHNEIDER | CBOM |  | Marunda
GH0105 | T73005065334-0140 | SIEMENS | LBS | 2017 | Marunda
TD184 | C1-2016.W.02.1.0011 | SCHNEIDER SM6 | LBS | 2016 | Ciputat
K24B | - | ORMAZABAL | CBOM |  | Menteng
TP77 | TP 77 - B1 | MERLIN GERLIN SM6 | PMT |  | Cempaka Putih
BK172 | 0596.17.212 | EGA | LBS | 2017 | Marunda
GD154 | CI.2017.W22.3.0009 | SCHNEIDER SM6 | LBS |  | Ciracas
CKG198 | 0608--21 | ULUSOY | PB | 2021 | Cengkareng
MD6 | CI-2012-WKI-1-0006 | SCHNEIDER SM6 | PGC | 2012 | Marunda
E253 | E253-091318214 | EGA | PB | 2018 | Kramat Jati
E166 | 0173.19.213 | EGA | LBS | 2019 | Pondok Gede
E170 | CI-2017-W42-2-0028 | SCHNEIDER SM6 | PB | 2017 | Pondok Gede
GD360 | 0137.19.214 | EGA | PB | 2019 | Ciracas
KPK5 | CI 2017 W35-2-0043 | SCHNEIDER | LBS |  | Bandengan
JS156P | CI-2019-W27-2-0010 | SCHNEIDER | PB | 2019 | Pondok Gede
BDU24K | BDU24K-CSF.63271 | ORMAZABAL | LBS | 2018 | Bandengan
BDU24K | BDU24K-CSF.63272 | ORMAZABAL | LBS | 2018 | Bandengan
BDU24K | BDU24K-CSF.61051 | ORMAZABAL | PB | 2018 | Bandengan
GD193N | R0514036.SF | MERLIN GERIN | LBS |  | Ciracas
GD193N | R0514036.SF | MERLIN GERIN | PB |  | Ciracas
GD193N | R0514036.SF | MERLIN GERIN | LBS |  | Ciracas
SN46 | 24-4-0059 | SCHENIDER | CBO | 2016 | Menteng
KM102 | T73005442624-0071 | SIEMENS | LBS | 2017 | Jatinegara
KG451 | KG451-1 | EGA | LBS MANUAL | 2017 | Tanjung Priok
KCP14 | 1667.18.213 | SCHNEIDER SM6 | PGC | 2019 | Cempaka Putih
SD240 | SD240-LBS1 | EGA | LBS MANUAL | 2017 | Tanjung Priok
SD240 | SD240-PB1 | EGA | PB TRAFO | 2017 | Tanjung Priok
GD233 | 0027.21.234 | EGA | LBS | 2021 | Ciracas
SD244 | SD244-PB1 | SCHNEIDER | PB TRAFO |  | Tanjung Priok
CSL9 | 2767.17.213 | EGA | LBS |  | Ciracas
GD136 | 1552.18.214 | EGA | PB |  | Ciracas
JS95 | CI-2015-W15-4-0025 | SCHNEIDER SM6 | CBOG | 2015 | Pondok Gede
E170 | CI-2017-W22-2-0027 | SCHNEIDER SM6 | CBOG | 2017 | Pondok Gede
JS114 | 2008 | FLOUKIT.M | LBS | - | Pondok Gede
PK34 | - | SCHENEIDER | LBS |  | Marunda
E242 | CI2014W4220003 | SCHNEIDER SM6 | PGC | 2014 | Pondok Gede
JS211 | 0846017216 (MOT) | GAE | CBOG | - | Pondok Gede
E40A | 1506.18.214 | EGA | PB |  | Ciracas
E40B | CI.2017.W30.4.0011 | SCHNEIDER SM6 | LBS | 2017 | Ciracas
E40B | 0915.18.214 | EGA | PB | 2018 | Ciracas
P85 | P85 | ABB | CBO |  | Menteng
GD140 | CI.2017.W40.3.0052 | SCHNEIDER SM6 | LBS |  | Ciracas
LA1 | C1-2018-W35-0024 | SCHNEIDER | LBS-1 |  | Lenteng Agung
E114B | CI.2018.W37.5.0026 | SCHNEIDER SM6 | - |  | Ciracas
E114B | 3134 | FLOUKIT M | PB |  | Ciracas
PL263 | 1563.18.213 | EGA | LBS | 2018 | Pondok Kopi
TG63D | 0149.19.214 | EGA | PB | 2019 | Cengkareng
MD43 | - | EGA | LBS |  | Marunda
MD22 | - | MG VERCORS SM6 | KOPEL |  | Marunda
CN132 | CI-2018-W34-0079 | SCHNEIDER | LBS | 2018 | Ciputat
CN132 | CI-2018-W30-0047 | SCHNEIDER | CBOM | 2018 | Ciputat
PL265 | 0186.19.213 | EGA | LBS | 2019 | Pondok Kopi
E56 | 12157 | UNINDO FLUOKIT M24+ | LBS | 2009 | Pondok Gede
JR192 | CI.2016.W05.5.0001 | SCHNEIDER SM6 | PB | 2015 | Pondok Gede
MN4 | CI.2018.W34.6.0024 | SCHNEIDER SM6 | LBS (MOTORIZED) | 2018 | Pondok Gede
MN4 | CI.2018.W36.1.0019 (MOT) | SCHNEIDER SM6 | LBS (MOTORIZED) | 2018 | Pondok Gede
MN4 | CI.2018.W34.5.0058 | SCHNEIDER SM6 | LBS (MOTORIZED) | 2018 | Pondok Gede
MN4 | CI.2019.W39.4.0049 | SCHNEIDER | PB | 2019 | Pondok Gede
E186P | 24539/104/11/01/E6 | GAE | LBS | 2011 | Pondok Gede
MN35 | 23805/083/11/01/E6 | GAE | LBS | 2011 | Pondok Gede
SN30 | 0 | EGA | PMT |  | Menteng
E226 | CV06-5143/002 | SIEMENS | PB | 1993 | Pondok Gede
BK264 | 2018CSF61024 | ORMAZABAL | PB | 2017 | Marunda
E318P | 0789.18.214 | EGA | PB | - | Pondok Gede
GD435 | C1-2018.W43-5-0030 | SCHNEIDER | LBS | 2018 | Ciracas
KB609 | 011/618/234/2018 | EGA | CBOM | 2018 | Bulungan
CN116 | C1-2019-W10-2-0050 | SCHNEIDER | CBOG | 2019 | Ciputat
CP261 | CSF.63012 | ORMAZABAL | LBS | 2019 | Ciputat
PM220N | 25278 | GAE | LBS | 2011 | Jatinegara
PM220N | 8381 | FLOUKIT M | LBS | 2011 | Jatinegara
KB164 | 23184/065/11/02/E6 | GAE | PB | 2011 | Jatinegara
K145 | t73005052683-0287 | SIEMENS | LBS MOTORIZE | 2017 | Jatinegara
PD63 | 21165/120/07/02/E6 | GAE | PB | 2007 | Pondok Gede
CD416 | 2375 - 19 | ULUSOY | LBS | 2019 | Bintaro
CD416 | 2374 - 19 | ULUSOY | LBS | 2019 | Bintaro
PK101F | - | SCHNEIDER | LBS |  | Marunda
JS86 | 20040235 | ABB UniSwitch | LBS | 2004 | Pondok Gede
E102P | 371017.213 | EGA | LBS (MOTORIZED) | 2017 | Pondok Gede
JW43 | 1302381 | ABB UniSwitch | LBS | 2013 | Pondok Gede
PL242 | 2016CSF63190 | AEP | LBS | 2016 | Pondok Kopi
PL244 | 0162.17.213 | EGA | LBS | 2017 | Pondok Kopi
RG205P | 0749.17.214 | EGA | PB-1 |  | Lenteng Agung
E420 | E420-2 | SCHNEIDER | LBS | 2016 | Kramat Jati
E420 | E420-3 | SCHNEIDER | CBOG | 2016 | Kramat Jati
B91G | B 91G-01 | EGA | LBS MOTORIZED | 2017 | Bandengan
B78L | B 78L-01 | EGA | LBS 1 | 2017 | Bandengan
B78L | B 78L-04 | EGA | PB | 2017 | Bandengan
PM199 | PM199_CI-2017-W22-5-0012 | SCHNEIDER | CBO PENYULANG | 2017 | Jatinegara
PIK26 | PIK 26-03 | SCHNEIDER SM-6 | PB 1 | 2017 | Bandengan
MB47 | MB 47-02 | EGA | LBS MANUAL | 2017 | Bandengan
AB93 | AB 93-02 | EGA | LBS MANUAL | 2017 | Bandengan
TA42 | TA 42-03 | SCHNEIDER SM-6 | PB | 2017 | Bandengan
PK56 | - | EGA | PB 1 | 2017 | Marunda
KG134 | 1399.17.213 | EGA | LBS | 2017 | Marunda
BT372 | 0611-17-214 | EGA | PB | 2017 | Bintaro
CD395 | 0392.17.212 | EGA | LBS | 2017 | Bintaro
CK223 | - | SCHNEIDER | PB |  | Marunda
CKG168 | CI-2014-W11-2-0018 | SCHNEIDER | LBS MOT | 2014 | Cengkareng
BT346 | CI-2016-W38-30028 | SCHNEIDER | LBS | 2016 | Bintaro
CD169 | CD169 | MG SM 6 | PB |  | Bintaro
BT353 | BT353 | EGA | PB |  | Bintaro
CD279 | CD279 | FLUKIT M | PB |  | Bintaro
BT214 | BT214 | GAE | PB |  | Bintaro
CD29B | CD29B | KIT 27.2 | PB |  | Bintaro
CD201 | CD201 | ORMAZABAL | PB |  | Bintaro
CD361 | CD361 | SCHNEIDER | LBS |  | Bintaro
CD381 | CD381 | EGA | LBS |  | Bintaro
CD361 | CD361 | SCHNEIDER | LBS |  | Bintaro
BT38 | BT38 | SCHNEIDER | PGDB |  | Bintaro
CD58B | CI-2017-W04-4-0009 | SCHNEIDER | LBS | 2017 | Bintaro
CD362 | CD362 | EGA | LBS |  | Bintaro
CD58B | CD58B | KIT 27,2 | PB |  | Bintaro
CD362 | CD362 | EGA | LBS |  | Bintaro
KL52A | KL52A | TAMCO | PB |  | Bintaro
CD3 | CD3 | KIT 27,2 | PB |  | Bintaro
CD58C | CD58C | GAE | PB |  | Bintaro
CD375 | CD375 | EGA | LBS |  | Bintaro
CD375 | CD375 | EGA | PB |  | Bintaro
CD83 | CD83 | KIT 27.2 | LBS |  | Bintaro
CD83 | CD83 | KIT 27.2 | PB |  | Bintaro
BT261 | BT261 | SCHNEIDER | PGDB |  | Bintaro
CD250 | CD250 | SCHNEIDER | PDGB |  | Bintaro
BT181 | BT181 | SCHNEIDER | LBS |  | Bintaro
BT200 | BT200 | SCHNEIDER | PB |  | Bintaro
KJ80 | KJ80 | GAE | PB |  | Bintaro
BT242 | BT242 | SCHNEIDER | LBS |  | Bintaro
CD106 | CD106 | FLUOKIT M | LBS |  | Bintaro
CD106 | CD106 | FLUOKIT M | PT |  | Bintaro
BT343 | BT343 | SCHNEIDER | LBS |  | Bintaro
BT343 | BT343 | SCHNEIDER | LBS |  | Bintaro
BT343 | BT343 | SCHNEIDER | PB |  | Bintaro
BT234 | BT234 | UNINDO | LBS |  | Bintaro
CD126 | CD126 | F & G | LBS |  | Bintaro
CD17 | CD17 | FLOUMATIC | PB |  | Bintaro
CD17 | CD17 | SCHNEIDER | CBOG |  | Bintaro
CD363 | CD363 | SCHNEIDER | LBS |  | Bintaro
CD363 | CD363 | SCHNEIDER | LBS |  | Bintaro
CD40 | CD40 | FLUKIT M | LBS |  | Bintaro
CD45 | CD45 | FLUKIT M | LBS |  | Bintaro
CD45 | CD45 | MG | PB |  | Bintaro
CP167 | CI-2019-W21-1-0076 | SCHNEIDER | PB | 2019 | Ciputat
GH0046 | GH0046-CI2019W2910040 | SCHNEIDER | PB | 2019 | Kramat Jati
E378 | E378-2019CSF3252-2 | ORMAZABAL | LBS | 2019 | Kramat Jati
CB145 | C1-2019.W31-4-0016 | SCHNEIDER | LBS | 2019 | Ciracas
CB145 | C1-2019.W31-5-0006 | SCHNEIDER | LBS | 2019 | Ciracas
CB144 | CI.2019.W18.6.0078 | SCHNEIDER SM6 | PB | 2018 | Ciracas
TD156 | 1630.17.214 | EGA | PB | 2017 | Ciputat
CN29 | T73005555599-0072 | SIEMENS | LBS | 2018 | Ciputat
CN29 | T73005555599-0006 | SIEMENS | PB | 2018 | Ciputat
PG322 | PG322 | MG | PB |  | Cempaka Putih
PS192 | 31724/028/18/03/E6 | GAE | PMT | 2018 | Cempaka Putih
PS192 | 31766/089/18/03/E6 | GAE | PMT | 2018 | Cempaka Putih
PS192 | 31724/089/18/03/E6 | GAE | PMT | 2018 | Cempaka Putih
RWB2 | - | SIEMENS | PGC | 2018 | Cengkareng
PS192 | 31796/028/18/01/E6 | GAE | PMT | 2018 | Cempaka Putih
PS192 | 31794/028/18/01/E6 | GAE | PMT | 2018 | Cempaka Putih
KDR302 | CI-2018-W10-2-0054 | SCHNEIDER | LBS MOTORIZE | 2018 | Cengkareng
PS192 | 31801/028/18/02/E6 | GAE | PMT | 2018 | Cempaka Putih
KDR302 | 0124-18-234 | EGA | CBOG | 2018 | Cengkareng
TD450 | CSF63094 | ORMAZABAL | LBS | 2017 | Ciputat
CP116P | CSF63907 | ORMAZABAL | LBS | 2017 | Ciputat
CP116P | CSF63343 | ORMAZABAL | LBS | 2017 | Ciputat
B417P | B417- | SCHNEIDER | PB |  | Bandengan
KD223 | S9501945 | SCHNEIDER | PB | 2009 | Jatinegara
KM68 | 14656 | FLUOKIT M+ | LBS | 2011 | Jatinegara
K63 | T73005442541-0045 | SIEMENS | PB3 | 2017 | Jatinegara
KM9 | 0289.15.211 | EGA | PB1 | 2015 | Jatinegara
K57A | T73005442624-0108 | SIEMENS | PB | 2017 | Jatinegara
K57A | T73005442624-0060 | SIEMENS | PB | 2017 | Jatinegara
KM85 | T73005065334-0024 | SIEMENS | LBS | 2017 | Jatinegara
KD119 | 0035.15.211 | EGA | PB | 2015 | Jatinegara
KD119 | 0109.15.209 | EGA | LBS | 2015 | Jatinegara
KD154 | R0330358SF | MG COMPACT | LBS | 2003 | Jatinegara
KM69 | 12.1088 | ABB | LBS | 2012 | Jatinegara
KD92 | C1-2017-W31-3-0016 | SCHNEIDER | PB2 | 2017 | Jatinegara
CD403 | CI-2018-W21-3-0049 | SCHNEIDER | LBS | 2018 | Bintaro
K12A | 22528/034/10/01/E6 | GAE | LBS | 2010 | Jatinegara
K12E | C1-2016-W24-2-0044 | SCHNEIDER | LBS | 2016 | Jatinegara
KM91 | 0216.14.209 | EGA | LBS | 2014 | Jatinegara
KM89 | 0316.14.211 | EGA | PB TRAFO | 2014 | Jatinegara
K154N | 11920 | FLUOKIT M+ | LBS | 2009 | Jatinegara
KD211 | 11571 | FLUOKIT M+ | LBS | 2008 | Jatinegara
BK225 | IEC 62271.0412.16.214 | EGA | PB | 2016 | Marunda
KPK49G | CL-2016-W22-4-0059 | SCHNEIDER | LBS |  | Bandengan
KPK49G | CL-2016-W19-2-0042 | SCHNEIDER | LBS |  | Bandengan
GD173 | T.73005052683-0304 | SIEMENS | LBS | 2017 | Ciracas
K303 | 47017213 | EGA | PMT | 2017 | Menteng
K23B | 0548.17.214 | EGA | PB | 2017 | Jatinegara
K194 | T7300502683-0165 | SIEMENS | PB | 2017 | Jatinegara
KM76 | CI-2017-W29-6-0032 | SCHNEIDER | PB | 2017 | Jatinegara
TB11 | CI-2017-W24-2-0033 | SCHNEIDER | CBO | 2017 | Jatinegara
PM18B | PM18B_CI-2017-W31-2-0038 | SCHNEIDER | PB | 2017 | Jatinegara
TP88 | TP 88 - PB3 | ABB UNISWITCH | PB 2 |  | Cempaka Putih
BK172 | 1447.17.213 | EGA | LBS | 2017 | Marunda
KDR292 | 1152.17.212 | EGA | LBS | 2017 | Cengkareng
JR218 | T-73005065334-0056 | SIEMENS | LBS MOTORIZE | 2017 | Pondok Gede
JR218 | T-73005052663-0159 | SIEMENS | PB | 2017 | Pondok Gede
CK127 | 0460.17.216 | EGA | LBS | 2017 | Marunda
CKG168 | 1363.13.BL | EGA | LBS | 2013 | Cengkareng
BT110 | BT110 | MG. SM 6 | PGDB |  | Bintaro
KB132 | KB132 | GAE | PB |  | Bintaro
BT195 | BT195 | ABB | PGC |  | Bintaro
KL40 | 0310.17.213 | EGA | LBS | 2017 | Bintaro
KL189 | KL189 | GAE | PB |  | Bintaro
CD304 | CD304 | GAE | LBS |  | Bintaro
KL198 | KL198 | GAE | LBS |  | Bintaro
CB63P | 73 | SCHNEIDER RM6 | LBS |  | Ciracas
BT410 | 0190.19.212 | EGA | LBS | 2019 | Bintaro
CK239 | - | EGA | LBS |  | Marunda
TD51 | 1273.18.214 | EGA | PB | 2018 | Bulungan
GH0119 | CI-2018-W40-4-0020 | SCHNEIDER | LBS | 2018 | Tanjung Priok
E168 | CI-2018-W14-1-0013 | SCHNEIDER SM6 | LBS | 2018 | Pondok Gede
JS175 | SM1032103CI | SCHNEIDER SM6 | PB | - | Pondok Gede
GNS31K | GNS31K_LBS2 | ABB SAFE PLUS | LBS 2 |  | Bandengan
CK95 | - | GAE | LBS |  | Marunda
D390 | 2019/CSF63030 | ORMAZABAL | PMT | 2019 | Menteng
D390 | 2019/CSF61052 | ORMAZABAL | PB | 2019 | Menteng
KPK8 | CI2018 W41-1-0040 | SCHNEIDER | LBS |  | Bandengan
CP56 | 3622.13.BL | EGA | LBS | 2013 | Ciputat
K19B | CI-2019-W29-2-0040 | SCHNEIDER | LBS | 2019 | Jatinegara
K5B | CI-2019-W27-3-0005 | SCHNEIDER | PB | 2019 | Jatinegara
SD242 | - | EGA | LBS |  | Tanjung Priok
E378 | E378-2019CSF3252-1 | ORMAZABAL | LBS | 2019 | Kramat Jati
PK91 | 0742.18.212 | EGA | LBS | 2018 | Marunda
PK91 | 0122.19.214 | EGA | PB 3 | 2019 | Marunda
E49 | - | METERING | - | 2008 | Ciracas
GH0139 | 2744.17.213 | EGA | LBS MOTORIZED | 2017 | Pondok Gede
E443 | E443-CI2019W3240030 | SCHNEIDER MOTORIZED | LBS (MOTORIZE) | 2019 | Kramat Jati
E443 | E443-CI2018W3660008F1 | SCHNEIDER | ACO | 2018 | Kramat Jati
KG457 | CI-2019-W48-2-0014 | SCHNEIDER | LBS MOTORIZE | 2019 | Tanjung Priok
CK105 | - | SCHNEIDER | LBS |  | Marunda
KG127 | - | SCHNEIDER | ACO |  | Marunda
CK105 | - | SCHNEIDER | PB |  | Marunda
GH0078 | 31716212 | EGA | LBS |  | Pondok Kopi
JR114 | 0205.19.212 | EGA | LBS MOTORISED | 2019 | Pondok Gede
GD439 | 2019CSF63272 | ORMAZABAL | LBS | 2019 | Ciracas
KB206 | R1MAN.77305052683.2017 | SIEMENS | LBS |  | Bulungan
CK149 | - | SCHNEIDER | LBS |  | Marunda
SP250 | -SP250 | GAE | CBO |  | Kebon Jeruk
BN52 | CL-2019-W36-3-0033 | SCHNEIDER | LBS MOTORIZE | 2019 | Menteng
RG53 | RG 53 | SCHNEIDER | PGDB-1 |  | Lenteng Agung
E388 | E388-CSF63284 | ORMAZABAL | LBS | 2019 | Kramat Jati
E388 | E388-CSF63274 | ORMAZABAL | LBS | 2019 | Kramat Jati
PL271 | CI-2019-W36-5-0010 | SCHNEIDER | LBS | 2019 | Pondok Kopi
KD148 | 2415-19 | ULUSOY ELECTRIC | LBS | 2019 | Pondok Kopi
KD148 | 1853-19 | ULUSOY ELECTRIC | PB | 2019 | Pondok Kopi
PM360 | 138218213/2018 | EGA | LBS-1 |  | Lenteng Agung
PM360 | CI-2016-W36-3-0032 | SCHNEIDER | LBS-2 |  | Lenteng Agung
PM360 | CI-2096-W11-2-0002 | SCHNEIDER | CBOG-1 |  | Lenteng Agung
PP147 | CI-2020-W13-3-0076 | SCHNEIDER | CBOM | 2020 | Bulungan
KB275A | 192850143 | ORMAZABAL | LBS |  | Bulungan
TD379 | 1930S106 | ORMAZABAL | PB |  | Bulungan
TD379 | 1930S106 | ORMAZABAL | LBS |  | Bulungan
SN123 | 1928S073 | ORMAZABAL | LBS |  | Bulungan
MP124 | 1926S194 | Ormazabal | LBS | 2019 | Bulungan
MP125 | 1927S128 | Ormazabal | LBS | 2019 | Bulungan
DT84 | DT84 | ABB | LBS-3 |  | Lenteng Agung
GD92 | 0535.17.212 | EGA | LBS |  | Ciracas
GD92 | 3276.13.BL | EGA | LBS |  | Ciracas
MP42 | imci2019-w48-3-0045 | SCHNEIDER | LBS MOTORIZE | 2019 | Bulungan
MP42 | imci2018-w31-1-0065 | SCHNEIDER | LBS MOTORIZE | 2018 | Bulungan
CNK15 | SM1013065 | SCHNEIDER | LBS | 2013 | Ciputat
JS207 | 1765.13.BL | EGA | LBS (MOTORIZED) | 2013 | Pondok Gede
JS58 | 3786.17.213 | EGA | LBS (MOTORIZED) | 2017 | Pondok Gede
PIK67 | PIK67-1646.17.212.2 | EGA | LBS | 2020 | Bandengan
KDR251 | 2017CSF63260 | ORMAZABAL | LBS | 2017 | Cengkareng
KDR251 | 2018CSF61036 | ORMAZABAL | PB | 2018 | Cengkareng
BC275 | 2017CSF63262 | ORMAZABAL | LBS | 2017 | Cengkareng
BC275 | 2018CSF61030 | ORMAZABAL | PB | 2018 | Cengkareng
KDR49 | 2017CSF63264 | ORMAZABAL | LBS CBO | 2019 | Cengkareng
KDR49 | 62076 | ORMAZABAL | PT | 2018 | Cengkareng
BK77 | - | SCHNEIDER | CBOM |  | Marunda
K82 | C1-2019-W06-5-0037 | SCHNEIDER | CBO PENYULANG | 2019 | Jatinegara
PM215 | 0656.18.212 | EGA | LBS | 2018 | Jatinegara
PP146 | CI-2020-w04-1-0006 | SCHNEIDER | LBS MOTORIZE | 2020 | Bulungan
PP146 | CI-2020-W04-2-0002 | SCHNEIDER | LBS MOTORIZE | 2020 | Bulungan
GH0031 | T73005442627-0047 | SIEMENS | LBS MOTORIZE | 2017 | Bulungan
JS139 | - | MG RM6 / COMPACT | LBS | - | Pondok Gede
E172C | 3645.17.213 | EGA | LBS | 2017 | Pondok Gede
E108A | 0006.15.212 | EGA | LBS | 2017 | Pondok Gede
TB79 | CI-2015-W2-5-0012 | SCHNEIDER | LBS | 2015 | Jatinegara
KM122 | CI-2019-W34-4-0011 | SCHNEIDER | LBS | 2019 | Jatinegara
PDR18 | CI-2019-W29-3-0025 | SCHNEIDER SM6 | PB | 2019 | Pondok Gede
KG162 | - | EGA | PB TRAFO |  | Tanjung Priok
KG162 | - | SCHNEIDER | LBS |  | Tanjung Priok
TD233 | CI-2019-W28-2-0006 | SCHNEIDER | LBS MOTORIZE | 2019 | Bulungan
TD233 | CI-2019-W | SCHNEIDER | PB | 2019 | Bulungan
KB411 | T7.3005.065.334.0028 | SIEMENS | LBS MOTORIZE |  | Bulungan
E49 | 03.10.041 | ABB UNISWITCH | LBS | 2003 | Ciracas
BDU38 | CI-2019-W02-1-0011 | SCHNEIDER SM6 | LBS MOTORIZED | 2019 | Bandengan
KJ379 | 2-KJ379 | SCHNEIDER | LBS | 2018 | Kebon Jeruk
KJ173 | 1-KJ173 | SCHNEIDER | LBS | 2018 | Kebon Jeruk
KJ173 | 2-KJ173 | SCHNEIDER | LBS | 2018 | Kebon Jeruk
JR235 | CI-2019-W19-5-0019 | SCHNEIDER SM6 | LBS (MOTORIZED) | 2019 | Pondok Gede
CPT14 | C1-2019.W28.4-0011 | SCHNEIDER | PB | 2019 | Ciputat
KJ428 | 1997-19-KJ428 | ULUSOY | CBOG MOTORIZED | 2019 | Kebon Jeruk
KJ428 | 1126-19-KJ428 | ULUSOY | TP | 2019 | Kebon Jeruk
GH0191 | 1505859 | EGA | LBS | 2015 | Pondok Kopi
KG457 | CL-2019-W36-2-0017 | SCHNEIDER | PB TRAFO | 2019 | Tanjung Priok
JS220 | SM1040190CI | SCHNEIDER | LBS |  | Pondok Gede
CB141 | CI.2018.W39.5.0039 | SCHNEIDER SM6 | KOPEL |  | Ciracas
CB141 | CI.2019.W33.2.0078 | SCHNEIDER SM6 | PGC |  | Ciracas
KM60 | KM60_CI-2019-W36-1-1406 | SCHNEIDER RM6 | LBS MOTORIZE | 2019 | Jatinegara
KM60 | KM60_CI-2019-W41-3-1402 | SCHNEIDER RM6 | LBS MOTORIZE | 2019 | Jatinegara
KM71 | CI-2019-W38-3-1403 | SCHNEIDER RM6 | LBS MOTORIZE | 2019 | Jatinegara
KD82 | CI-2019-W43-5-1401 | SCHNEIDER RM6 | PB | 2019 | Jatinegara
TB5 | IDABB419010108 | ABB | CBO PELANGGAN | 2018 | Jatinegara
K228 | 2272-19 | ULUSOY | CBO PELANGGAN | 2019 | Jatinegara
TPL1 | C1-2019-W38-3-0082 | SCHINEIDER | CBOM | 2019 | Cengkareng
D393 | C6-2019-W20-3-0032 | SCHNEIDER | LBS MOTORIZE | 2019 | Menteng
E327 | E327-W340037 | SCHNEIDER | LBS (MOTORIZE) | 2019 | Kramat Jati
CK149 | - | SCHNEIDER | PB |  | Marunda
PL271 | CI-2019-W26-3-0029 | SCHNEIDER | PB | 2019 | Pondok Kopi
GH0087 | CI-2016-W04-1-0008 | SCHNEIDER | LBS |  | Pondok Kopi
GH0087 | CI-2015-W32-5-0040 | SCHNEIDER | LBS |  | Pondok Kopi
K1 | 89.19.213 | EGA | LBS MOTORIZE | 2019 | Menteng
K123 | CI-2019-W29-4-0048 | Schneider SM6 | LBS MOTORIZE | 2019 | Menteng
CB2 | CI.2017.W32.4.0021 | SCHNEIDER SM6 | LBS |  | Ciracas
CB2 | CI.2019.W21.1.0075 | SCHNEIDER SM6 | PB |  | Ciracas
CRC2 | CI.2018.W35.3.0049 | SCHNEIDER SM6 | LBS |  | Ciracas
CRC2 | CI.2019.W21.3.0008 | SCHNEIDER SM6 | PB |  | Ciracas
MG24 | CI-2019-W36-4-0027 | Schneider SM6 | LBS MOTORIZE | 2019 | Menteng
K15C | CI-2019-W37-3-0045 | Schneider SM6 | PB MANUAL | 2019 | Menteng
KN205 | 2019CSF61087 | ORMAZABAL | PB MANUAL | 2019 | Menteng
MG6 | 1847-19 | Ulusoy | PB | 2019 | Menteng
K16A | CI-2019-W42-1-1408 | Schneider SM6 | LBS MOTORIZE | 2019 | Menteng
K16A | CI-2019-W38-5-1401 | Schneider SM6 | PB MANUAL | 2019 | Menteng
K179 | CI-2019-W05-0036 | Schneider SM6 | CBOM | 2019 | Menteng
K184 | KOSONG | EGA | PB MANUAL |  | Menteng
K209 | 0362.19.218 | EGA | LBS MOTORIZE | 2019 | Menteng
K225 | 1763.18.213 | EGA | LBS MOTORIZE | 2018 | Menteng
K22B | CI-2017-W42-1-0010 | Schneider SM6 | LBS MOTORIZE | 2018 | Menteng
K22B | 1618.18.214 | EGA | PB MANUAL | 2018 | Menteng
JR86 | 2017CSF61075 | ORMAZABAL | PB |  | Ciracas
CK254 | - | ULUSOY | LBS |  | Marunda
CK254 | - | ULUSOY | PB |  | Marunda
K231 | SM198057 | Schneider SM6 | LBS MANUAL |  | Menteng
P93P | CI-2019-W33-3-1404 | Schneider RM6 | RMU | 2019 | Menteng
K93 | CI-2019-W06-4-0033 | SCHNEIDER | CBO PENYULANG | 2019 | Jatinegara
KG9 | - | EGA | PB TRAFO |  | Tanjung Priok
GH0046 | GH0046-CI2019W3120001 | SCHNEIDER | LBS | 2019 | Kramat Jati
E378 | E378-2019CSF3252-3 | ORMAZABAL | PB TRAFO | 2019 | Kramat Jati
PK249 | - | SCHNEIDER - SM6 | LBS |  | Tanjung Priok
JS181 | 23178/065/11/02/E6 | GAE | PB | 2011 | Pondok Gede
JR29 | CV06-5140/032 | SIEMENS | LBS | 1993 | Pondok Gede
GH0059 | 1526.17.213 | EGA | LBS MOT | 2017 | Cengkareng
GH0102B | C1-2017-W37-5-0030 | SCHINEIDER | LBS MOT | 2017 | Cengkareng
CB92 | 1906.18.213 | EGA | LBS | 2018 | Ciracas
KN245 | 0947.18.212 | EGA | LBS MOTORIZE | 2019 | Menteng
JR37 | 0821.16.212 | EGA | PB | 2016 | Pondok Gede
MP6A | CI-2019-W-20-1-0022 | SCHNEIDER | LBS MOTORIZE | 2019 | Bulungan
MD68 | - | ABB UNISWITCH | LBS |  | Marunda
MD33 | - | EGA | PB |  | Marunda
KB26 | 0202/18/234/001 | EGA | CBOM MOTORIZE | 2018 | Bulungan
SN111 | 20731.126.06.01.56.2006 | SCHNEIDER | LBS MOTORIZE | 2006 | Bulungan
KB12 | CI-2019-W29-3-0021 | SCHNEIDER | PB | 2019 | Bulungan
CP262 | 2019CSF63038 | ORMAZABAL | PB | 2019 | Ciputat
TD298 | C1-2019-W31-2-0007 | SCHNEIDER | LBS MOTORIZE | 2019 | Ciputat
PM127A | PM 127A | SCHNEIDER | CBO |  | Lenteng Agung
KJ426 | 1657 â€“ 19-KJ426 | ULUSOY | LBS MOTORIZED | 2019 | Kebon Jeruk
KB211 | Deici-2019-w41-5-1401 | SCHNEIDER | LBS MOTORIZE |  | Bulungan
GD290 | 0092.19.214 | EGA | PB | 2019 | Ciracas
GD290 | 1268.18.214 | EGA | PB | 2018 | Ciracas
PIK59 | IDABB419101054 | ABB SAFEPLUS | LBS 1 |  | Bandengan
KB16A | c1.2019.W42.5.1407 | SCHNEIDER | LBS MOTORIZE | 2019 | Bulungan
PML34 | 2392-19 | ULUSOY | LBS |  | Ciputat
GD31A | SM1117131CI | SCHNEIDER SM6 | LBS | 2011 | Ciracas
KDR321 | CI-2019-W33-1=1402 | SCHINEIDER | LBS | 2019 | Cengkareng
KDR321 | CI-2019-W33-1=1402 | SCHINEIDER | PB | 2019 | Cengkareng
DK189 | CI.2019.W33.1.1403 | SCHINEIDER | PB | 2019 | Cengkareng
GH0134 | CI-2020-W08-2-0031 | SCHINEIDER | LBS MOT | 2020 | Cengkareng
GH0134 | CI-2020-W08-3-0031 | SCHINEIDER | LBS MOT | 2020 | Cengkareng
GH0134 | CI-2020-W08-2-0049 | SCHINEIDER | LBS MOT | 2020 | Cengkareng
PGL35 | C1-2019-W33-1-0006 | SCHNEIDER | PB | 2019 | Pondok Kopi
JS257 | CI-2018-W31-1-0015 | SCHNEIDER | ACO | 2018 | Pondok Gede
GD9A | CI.2017.W29.6.0029 | SCHNEIDER SM6 | PB |  | Ciracas
GD50 | CI.2017.W25.5.0017 | SCHNEIDER SM6 | LBS | 2017 | Ciracas
CN136 | 2395-19 | ULUSOY | LBS | 2019 | Ciputat
CK216 | - | ORMAZABAL | LBS |  | Marunda
TG112C | - | SCHINEIDER | LBS | - | Cengkareng
TG112S | CI-2018-W29.2.0012 | SCHINEIDER | LBS | 2018 | Cengkareng
CK107 | - | ORMAZABAL | LBS |  | Marunda
CK107 | - | ORMAZABAL | LBS |  | Marunda
KB499 | 1927S038 | ORMAZABAL | PB |  | Bulungan
KB498 | 1930S028 | ORMAZABAL | LBS |  | Bulungan
SN123 | 1928S073 | ORMAZABAL | PB |  | Bulungan
KB466 | 2019CSF63106 | ORMAZABAL | LBS |  | Bulungan
KB511 | 1929S090 | Ormazabal | LBS | 2019 | Bulungan
MP124 | 1926S194 | Ormazabal | PB | 2019 | Bulungan
MP125 | 1927S128 | Ormazabal | PB | 2019 | Bulungan
D231 | CI-2020-W20-2-0030 | SCHNEIDER | LBS Mot | 2020 | Menteng
KB330 | 1926S119 | Ormazabal | LBS | 2019 | Bulungan
DT84 | DT84 | ABB | LBS-4 |  | Lenteng Agung
SP4C | 0279.19.213 | EGA | LBS MOTORIZE | 2019 | Menteng
KJ433 | CI-2019-W39-3-0036-KJ433 | SCHNEIDER | TP | 2019 | Kebon Jeruk
GD2 | CI.2019.W37.2.0025 | SCHNEIDER SM6 | PB |  | Ciracas
BK89 | - | MG SM6 | B1 |  | Marunda
KB198 | CI-2019-W35-2-1403 | SCHNEIDER | LBS | 2019 | Bulungan
KB198 | CI-2019-W34-1-1402 | SCHNEIDER | PB | 2019 | Bulungan
CP203 | C1-2020-W20-1-0033 | SCHNEIDER | LBS | 2020 | Ciputat
CP212 | C1-2020-W20-2-0031 | SCHNEIDER | LBS | 2020 | Ciputat
CP40 | 2398-19 | ULUSOY | LBS | 2019 | Ciputat
CP40 | 1833-19 | ULUSOY | PB | 2019 | Ciputat
JR146P | 500411660/3021-08 | ABB SAFEPLUS | PB | 2011 | Pondok Gede
P78 | - | SCHNEIDER | LBS MOTORIZED | 2020 | Menteng
TP53 | SCHNEIDER SM6/PMT/KOSONG | SCHNEIDER SM6 | UGB |  | Cempaka Putih
TP53 | SCHNEIDER SM6/PMT/KOSONG | SCHNEIDER SM6 | PMT |  | Cempaka Putih
T405P | T405P | SCHNEIDER | PMT |  | Menteng
T405P | T405P | SCHNEIDER | PB |  | Menteng
T224 | 2746 | FLOUKIT-M | LBS |  | Menteng
PL239 | T73005032314-0010 | SIEMENS | LBS | 2017 | Pondok Kopi
GD37 | CI.2014.W25.2.0019 | SCHNEIDER SM6 | LBS | 2014 | Ciracas
GD37 | S.0103171 | SCHNEIDER SM6 | PB | 2001 | Ciracas
TD32 | CI-2019-W-16-6-0072 | SCHNEIDER | PB | 2019 | Bulungan
MP144 | CI-2016-W02-3-0027 | SCHNEIDER | LBS | 2016 | Bulungan
GD428 | 2479.17.213 | EGA | LBS |  | Ciracas
CP373N | 1930.18.213 | EGA | LBS | 2018 | Ciputat
PK68A | - | RETROFIT | LBS |  | Marunda
GD320P | CI.2015.W16.4.0021 | SCHNEIDER SM6 | LBS | 2015 | Ciracas
MD33 | - | EGA | LBS |  | Marunda
MP6 | 0353.16.212 | EGA | LBS | 2016 | Bulungan
KM75 | CI-2019-W30-4-0006 | SCHNEIDER | LBS MOTORIZE | 2019 | Jatinegara
KM75 | CI-2019-W30-2-0023 | SCHNEIDER | PB | 2019 | Jatinegara
PDR18 | CI-2019-W34-5-0039 | SCHNEIDER SM6 | LBS (MOTORIZED) | 2019 | Pondok Gede
KG162 | - | EGA | PB TRAFO |  | Tanjung Priok
KG162 | - | EGA | LBS |  | Tanjung Priok
PK269 | - | SCHNEIDER | LBS |  | Tanjung Priok
BT413 | 0164.19.214 | EGA | PB | 2019 | Bintaro
CB144 | CI.2018.W40.1.0031 | SCHNEIDER SM6 | LBS | 2019 | Ciracas
E20B | E20B-W3030046 | SCHNEIDER | LBS (MOTORIZE) | 2019 | Kramat Jati
GD112 | CI.2019.W20.1.0072 | SCHNEIDER SM6 | LBS |  | Ciracas
GH0087 | 1811412 | EGA | LBS |  | Pondok Kopi
GH0087 | 1811412 | EGA | LBS |  | Pondok Kopi
T164 | W37-1-0009 | SCHNEIDER | CBO | 2019 | Menteng
JW59 | 1045.13.BF | EGA | PB TRAFO | 2013 | Pondok Gede
CB141 | CI.2018.W41.4.0009 | SCHNEIDER SM6 | LBS |  | Ciracas
D394 | CL-2019-W35-5-0028 | SCHNEIDER | PMT | 2019 | Menteng
D394 | CL-2019-W38-2-0028 | SCHNEIDER | PB | 2019 | Menteng
PDR20 | 2173-19 | ULUSOY | LBS MOTORISED | 2019 | Pondok Gede
S4E | 1640.18.213 | EGA | LBS MOTORIZE | 2018 | Menteng
KG458 | 2314-19 | ULUSOY | CBOM | 2019 | Tanjung Priok
CB120 | 2019CSF63346 | ORMAZABAL | LBS | 2019 | Ciracas
MD117 | - | SCHNEIDER | KOPEL |  | Marunda
MD117 | - | SCHNEIDER | PGC |  | Marunda
MP145 | CI-2019-W42-2-0076 | SCHNEIDER | CBO(INFINITY) | 2019 | Bulungan
KB305A | CI-2019-W39-5-0004 | SCHNEIDER | PB (TRAFO) | 2019 | Bulungan
TD422 | C1-2019-W34-1-0074 | SCHNEIDER | CBOM | 2019 | Bulungan
T443 | CL-2012-414-0006 | SCHNEIDER | LBS MOT | 2019 | Menteng
T443 | SM198061 | SCHNEIDER | LBS MOT | 2019 | Menteng
KCP17 | 8708 Retrofit | FLUKIT M | PMT | 2002 | Cempaka Putih
KCP17 | 1634 Retrofit | FLUKIT M | PMT | 2018 | Cempaka Putih
KCP17 | 14628 | ULUSOY | PMT | 2018 | Cempaka Putih
KB104A | Deici-2019-w35-4-1404 | SCHNEIDER | PB | 2019 | Bulungan
KB211 | Deici-2019-w42-1-1401 | SCHNEIDER | LBS MOTORIZE |  | Bulungan
KB305A | PBL1710887.2017 | EGA | LBS |  | Bulungan
KG213 | - | EGA | LBS |  | Marunda
KJ136 | CV 06-5082/021 | SIEMENS | PB |  | Kebon Jeruk
DB113 | DB113-02 | SIEMENS | LBS | 2019 | Bandengan
DB113 | DB113-03 | SIEMENS | LBS | 2019 | Bandengan
GNS36K | GNS36_LBS2 | ABB SAFE PLUS | LBS 2 |  | Bandengan
BK108 | - | SIEMENS | LBS |  | Marunda
MD14 | - | ORMAZABAL | LBS |  | Marunda
MD14 | - | ORMAZABAL | PB |  | Marunda
CNK31 | CI-2019-W41-3-1406 | SCHNEIDER | LBS | 2019 | Ciputat
BDU40K | 1711.17.212 | EGA | LBS MANUAL | 2017 | Bandengan
BDU40K | 1711.17.212 | EGA | LBS MOTORIZE | 2017 | Bandengan
PML33 | 2394-19 | ULUSOY | LBS | 2019 | Ciputat
CPT2 | CI-2014-W27-5-0022 | SCHNEIDER | LBS | 2014 | Ciputat
KJ379 | CI-2016-W02-1-0020 | SCHNEIDER | PGC |  | Kebon Jeruk
TA69 | - | MG VERCROS | LBS |  | Cengkareng
CP201 | CI-2019-W28-2-0013 | SCHNEIDER | PB UMUM | 2019 | Ciputat
CP201 | CI-2019-W28-3-0002 | SCHNEIDER | LBS | 2019 | Ciputat
CP20 | CI-2020-W04-1-0003 | SCHNEIDER | LBS | 2020 | Ciputat
KJ85 | 301 | F&G | LBS |  | Kebon Jeruk
KJ184P | CV06-5091/010 | SIEMENS | LBS |  | Kebon Jeruk
PL267 | 502541141/2001-046 | ABB SAFEPLUS | LBS | 2019 | Pondok Kopi
KB183A | 2257.19 | ULUSOY | LBS MOTORIZE |  | Bulungan
PL272 | IDABB419080903 | ABB SAFEPLUS | LBS | 2019 | Pondok Kopi
PL274 | 19 8065 | EGA | LBS | 2019 | Pondok Kopi
PL275 | CI - 2019 - W31 -3 -0045 | SCHNEIDER | LBS | 2019 | Pondok Kopi
PL275 | CI - 2019 -W22 -1 -0078 | SCHNEIDER | CBOM | 2019 | Pondok Kopi
TB5 | 5023.56308/4001-020 | ABB | LBS | 2018 | Jatinegara
CB92 | 0101.19.212 | EGA | PB | 2019 | Ciracas
KB576 | 0299.19.12 | EGA | LBS | 2019 | Bulungan
CD409 | 0958.18.212 | EGA | LBS | 2018 | Bintaro
E108A | CI-2016-W13-3-0002 | SCHNEIDER SM6 | PB | 2016 | Pondok Gede
JW92 | CI.2018.W20.2.0012 (MOT) | SCHNEIDER SM6 | LBS | 2018 | Pondok Gede
JW92 | 0429.18.214 | EGA | PB | 2018 | Pondok Gede
PD32 | CV06-5147/013 | SIEMENS | LBS | 1993 | Pondok Gede
BK90 | - | SCHNEIDER SM6 | LBS |  | Marunda
BK259 | - | EGA | PB |  | Marunda
JS168 | CI2015W5220001 | SCHNEIDER | PGC | 2015 | Pondok Gede
BK225 | - | SCHNEIDER SM6 | LBS |  | Marunda
JW32 | 11179 | FLOUKIT M | LBS | 2008 | Pondok Gede
JS218 | CI-2021-W39-1-1401 | SCHNEIDER RM 6 | LBS | 2021 | Pondok Gede
PD22 | 3785.17.213 (MOT) | EGA | LBS | - | Pondok Gede
BDU31K | 502308268/2001-013 | ABB SAFEPLUS | LBS | 2018 | Bandengan
PM154 | PM154 | SCHNEIDER | PB-2 |  | Lenteng Agung
BDU30K | BDU30K-02 | ABB SAFEPLUS | LBS |  | Bandengan
BDU30K | BDU30K-03 | ABB SAFEPLUS | PB |  | Bandengan
PGS3N | W41-6-0002 | SCHNEIDER | PGC | 2018 | Marunda
PK92 | 3396 | FLUOKIT M | PB 3 | 2008 | Marunda
KG245 | S/N 18041863 | EGA | LBS | 2018 | Marunda
KG245 | S/N 1801387 | EGA | LBS | 2018 | Marunda
KG245 | - | SCHNEIDER | LBS | - | Marunda
KG245 | S/N 1806142 | EGA | PGC | 2018 | Marunda
CB15 | 502308268/5001.020 | ABB SAFEPLUS | PB | 2018 | Ciracas
KM103 | T73005442541-0011 | SIEMENS | LBS MOTORIZE | 2017 | Jatinegara
CK171 | W19-4-0016 | SCHNEIDER | LBS | 2018 | Marunda
MB75 | CI-2019-W38-3-0006/2019 | SCHNEIDER SM6 | PB | 2019 | Bandengan
PML17 | CSF63213 | ORMAZABAL | LBS MOTORIZE | 2018 | Ciputat
D281 | 13-1160 | ABB | LBS | 2013 | Menteng
MK114 | C1-2017-W12-5-0009 | SCHINEIDER | LBS | 2017 | Cengkareng
KG458 | 28019213 | EGA | LBS MOTORIZE | 2019 | Tanjung Priok
KG458 | 2182-19 | ULUSOY | LBS MOTORIZE | 2019 | Tanjung Priok
KJ187 | 15945401_KJ187 | ORMAZABAL | PB | 2015 | Kebon Jeruk
E20 | E20-W0140023 | SCHNEIDER | LBS (MOTORIZE) | 2019 | Kramat Jati
SP222 | -SP222 | SCHNEIDER | CBO |  | Kebon Jeruk
SP269 | CV812243-000430/008-SP269 | SIEMENS | PB |  | Kebon Jeruk
KJ49 | CV 06-5090/030 | SIEMENS | PB |  | Kebon Jeruk
PM217 | PM217 | EGA | KOPEL |  | Lenteng Agung
PIK60 | IDABB419101078 | ABB SAFEPLUS | PB | 2019 | Bandengan
CK181 | - | ORMAZABAL | LBS |  | Marunda
KL228 | 1689.16.213.2016 | SCHNEIDER | LBS | 2016 | Bulungan
KB281 | 2236-19 | ULUSOY | LBS MOTORIZE | 2019 | Bulungan
MP42 | pbf1811760/2019 | EGA | PB | 2019 | Bulungan
KB533 | 1359-19 | ULUSOY | LBS |  | Bulungan
KG459 | 2312-19 | ULUSOY | CBOM | 2019 | Tanjung Priok
KDR147 | 502337531/2001-010 | ABB | LBS | 2018 | Cengkareng
KDR49 | 63320 | ORMAZABAL | LBS | 2019 | Cengkareng
KG51 | 2285-19 | ULUSOY | PGC |  | Marunda
PM268 | CI-2015-W41-4-0013 | SCHNEIDER | LBS-2 |  | Lenteng Agung
PM268 | CI-2016-W05-4-0032 | SCHNEIDER | PB-1 |  | Lenteng Agung
DK206 | CI-2018-W34-4-0008 | SCHINEIDER | LBS | 2018 | Cengkareng
MD50 | - | GAE | LBS ARESTER |  | Marunda
K204 | K204 | SCHNEIDER | LBS MOTORIZE | 2019 | Menteng
D23T | - | SCHNEIDER | LBS MOTORIZE | 2017 | Menteng
KJ436 | KJ436 1653-19 | ULUSOY | LBS MOTORIZE | 2019 | Kebon Jeruk
E247 | 412 | VERCOS M6 | PB |  | Ciracas
E276 | E276-SM1035144CI | SCHENAIDER | LBS | 2019 | Kramat Jati
KG137 | 2161-19 | ULUSOY | LBS | 2020 | Marunda
PP1 | 289 | ULLUSOY | PB | 2020 | Bulungan
BK248 | - | ORMAZABAL PANJANG | PB |  | Marunda
RG180 | RG180 | SCHNEIDER | KOPEL ACO-1 |  | Lenteng Agung
BT428 | 35020213 | EGA | LBS |  | Bintaro
BT428 | 99419214 | EGA | PB | 2019 | Bintaro
KDR326 | 0394.20.234 | EGA | CBOG | 2020 | Cengkareng
KDR326 | 0366.20.213 | EGA | LBS MOT | 2020 | Cengkareng
KDR322 | 85120 | ULUSOY | LBS | 2020 | Cengkareng
CB106P | 2019CSF63214 | ORMAZABAL | LBS |  | Ciracas
JS235 | CI-2017-W13-5-0006 | SCHNEIDER SM6 | LBS | 2017 | Pondok Gede
JS235 | CI-2015-W34-6-0010 | SCHNEIDER SM6 | LBS | 2017 | Pondok Gede
JS235 | 0329.15.214 | EGA | PB | 2015 | Pondok Gede
PK47E | - | SCHNEIDER SM6 | LBS |  | Tanjung Priok
E306 | ACO1:CI-2018-W31-1-0067;A | SCHNEIDER | ACO | 2018 | Kramat Jati
KB244 | CI-2019-W20-5-0078 | SCHNEIDER | PB | 2019 | Bulungan
TD321 | CI-2019-W32-2-0003 | SCHNEIDER | PB | 2019 | Bulungan
KG339 | - | SCHNEIDER SM6 | KOPEL |  | Tanjung Priok
KG373 | - | SCHNEIDER SM6 | KOPEL |  | Tanjung Priok
DK188 | C1-2018-W40-5-0038 | SCHINEIDER | LBS | 2018 | Cengkareng
PML23 | 2019.030.5.0008 | SCHNEIDER | LBS | 2019 | Ciputat
PML24 | 2019.W34.2.0074 | SCHNEIDER | PB | 2019 | Ciputat
D14B | 13/1333/2012 | ABB Uniswitch | PB | 2012 | Bulungan
BK142 | - | ABB SAFEPLUS | LBS |  | Marunda
BK142 | - | ABB SAFEPLUS | PB |  | Marunda
SN4 | C1.2018.0043.2.0032 | SCHNEIDER | LBS MOTORIZE | 2018 | Bulungan
SN4 | C1.2018.W27.5.0019 | SCHNEIDER | LBS MOTORIZE | 2018 | Bulungan
S89 | W3710031 | SCHNEIDER | LBS | 2017 | Menteng
BC62 | 2019CSF63355 | ORMAZABAL | LBS | 2019 | Cengkareng
DT123 | 12.1447/2012 | ABB MOT | LBS-2 |  | Lenteng Agung
DT123 | CI-2019-W28-5-0010 | SCHNEIDER | LBS-4 |  | Lenteng Agung
JGK31 | CI-2018-1010-4-0040 | SCHNEIDER | LBS-1 | 2018 | Lenteng Agung
JGK31 | CI-2019-W17-2-0071 | SCHNEIDER | PB-1 | 2019 | Lenteng Agung
E306 | E306-W354006172 | SCHNEIDER | LBS | 2018 | Kramat Jati
PP78 | CI-2019-W33-3-0077 | SCHNEIDER | CBOM MOTORIZE | 2019 | Bulungan
PM355 | PM 355 | EGA | LBS-3 |  | Lenteng Agung
KD150 | CI-2019-W38-2-0079 | SCHNEIDER | CBO PENYLANG | 2019 | Jatinegara
TB5 | IDABB419010135 | ABB | LBS | 2019 | Jatinegara
D393 | CL-2019-W37-5-0037 | SCHNEIDER | LBS MOTORIZE | 2019 | Menteng
E229 | E229-W1810015 | SCHNEIDER | ACO (MOTORIZE) | 2019 | Kramat Jati
E327 | E327-W3566015 | SCHNEIDER | LBS | 2018 | Kramat Jati
E327 | E327-W3110048 | SCHNEIDER | LBS | 2018 | Kramat Jati
KG226 | - | FLUOKIT.M | PB |  | Marunda
GNS37 | GNS37_LBS1 | SIEMENS | LBS 1 |  | Bandengan
GNS37 | GNS37_LBS2 | SIEMENS | LBS 2 |  | Bandengan
BN52 | CL-2019-W36-5-0026 | SCHNEIDER | LBS MOTORIZE | 2019 | Menteng
BN52 | CL-2019-W36-2-0032 | SCHNEIDER | LBS MOTORIZE | 2019 | Menteng
BK292 | - | SCHNEIDER | PGC |  | Marunda
CK25 | 163303985 | FLUOKIT.M | PGC |  | Marunda
CKG74 | CI-2020-w08-1-0026 | SCHINEIDER | LBS MOT | 2020 | Cengkareng
PIK60 | IDABB419101052 | ABB SAFEPLUS | LBS 2 | 2019 | Bandengan
CK192 | - | SCHNEIDER | CBOM |  | Marunda
CK181 | - | ORMAZABAL | LBS |  | Marunda
CK181 | - | ORMAZABAL | PB |  | Marunda
CP35SN | 0264.19.214 | EGA | PB | 2019 | Ciputat
KJ433 | SM0603402-KJ433 | PPT Nila Elektrik | LBS MOTORIZED | 2020 | Kebon Jeruk
E445 | E445-CI2020W4130073 | SCHNEIDER | CBOG | 2020 | Kramat Jati
TD438 | 1807709 | EGA | PB |  | Bulungan
KPK63 | 1925.18.213 | EGA | LBS |  | Bandengan
KPK63 | W42.5.0024 | SCHNEIDER | CBOG |  | Bandengan
BT427 | 2287-19 | ULUSOY | CBOM |  | Bintaro
JR168 | CI-2019-W19-5-0017 | SCHNEIDER | LBS | 2019 | Pondok Gede
JW90 | CI-2018-W43-3-0009 | SCHNEIDER | LBS | 2018 | Pondok Gede
MK235 | MK235-1431-20 | ULUSOY ELECTRIC | CBOG | 2020 | Bandengan
MP21 | 0297.18.213.2018 | EGA | LBS | 2018 | Bulungan
E353 | E353-039020213 | EGA | LBS (MOTORIZE) | 2020 | Kramat Jati
E353 | E353-039120-213 | EGA | LBS (MOTORIZE) | 2020 | Kramat Jati
GD348 | 2019CSF60023 | ORMAZABAL | LBS |  | Ciracas
GD348 | 2019CSF61128 | ORMAZABAL | PB |  | Ciracas
TA191 | 36420213 | EGA | LBS MOT | 2020 | Cengkareng
TA191 | 0367.20.213 | EGA | LBS MOT | 2020 | Cengkareng
TA191 | 0999.19.214 | EGA | PB | 2019 | Cengkareng
E349 | E349- CSF61104 | ORMAZABAL | PB TRAFO | 2019 | Kramat Jati
E349 | E349-CSF63246 | ORMAZABAL | LBS | 2019 | Kramat Jati
E142 | 1557.13.BF | EGA | PB | 2013 | Pondok Gede
K15 | W37-1-0004 | Schneider | PB1 | 2019 | Menteng
AB237 | AB237_PB TRAFO | ABB BC 5 | PB TRAFO |  | Bandengan
GD213P | CI.2012.W41.1.0009 | SCHNEIDER SM6 | LBS | 2012 | Ciracas
GD213P | CI.2012.W41.4.0020 | SCHNEIDER SM6 | LBS | 2012 | Ciracas
KG52 | S/N 17111256 | EGA | LBS | 2017 | Marunda
KG32 | S/N 18041378 | EGA | LBS | 2018 | Marunda
BT398 | 0608.18.212 | EGA | LBS | 2018 | Bintaro
BT398 | 0916.18.214 | EGA | PB | 2018 | Bintaro
BT402 | 1800.18.213 | EGA | LBS | 2018 | Bintaro
BK238 | 0502.17.212 | EGA | LBS | 2017 | Marunda
DT61 | DT61 | EGA | LBS-2 |  | Lenteng Agung
CB134 | 0775.16.212 | EGA | MV Cell LBS | 2016 | Ciracas
GD221 | 0654.17.213 | EGA | PB | 2017 | Ciracas
GD98 | CI.2017.W05.3.0015 | SCHNEIDER SM6 | LBS | 2017 | Ciracas
GD98 | CI.2017.W29.5.0020 | SCHNEIDER SM6 | LBS | 2017 | Ciracas
AB128 | AB 128-01 | EGA | LBS MOTORIZED |  | Bandengan
PIK26 | PIK 26-01 | SCHNEIDER SM-6 | CBO RC | 2017 | Bandengan
AB93 | AB 93-01 | EGA | LBS MOTORIZED | 2017 | Bandengan
AB93 | AB 93-03 | SCHNEIDER SM-6 | PB | 2017 | Bandengan
DB3 | DB 3-03 | SCHNEIDER SM-6 | PB | 2017 | Bandengan
PIK3 | PIK 3-03 | SCHNEIDER SM-6 | PB | 2017 | Bandengan
CK65 | 20 | SCHNEIDER | LBS | 2017 | Marunda
CK65 | 31 | SCHNEIDER | PB 2 | 2017 | Marunda
CK20I | 75 | SIEMENS | LBS | 2017 | Marunda
PK93 | 0381.16.214 | EGA | PB 1 | 2017 | Marunda
CK55 | 0203.17.216 | EGA | PGC/CBOM | 2017 | Marunda
DK53 | DK53-RMU2 | ORMAZABAL | LBS RMU |  | Kebon Jeruk
RM88 | 103-17-212 2017 | EGA | PMT | 2017 | Cempaka Putih
PS185 | PS 185 - PGC | SCHNEIDER SM6 | PGC 2 |  | Cempaka Putih
KJ145 | KJ145-LBS-PT | FLOUKIT M | PT |  | Kebon Jeruk
KJ147 | KJ147-PB2 | EGA | PB TRAFO |  | Kebon Jeruk
GD240 | CI.2017.W29.3.0023 | SCHNEIDER SM6 | PB | 2017 | Ciracas
MD9 | 15.01.17.214 | EGA | PB TRAFO | 2017 | Marunda
KJ157 | KJ157-PB3 | GAE | PB TRAFO |  | Kebon Jeruk
MD38 | 2192.17.213 | EGA | LBS | 2017 | Marunda
MD76 | IEC 62271-200 | SCHNEIDER SM6 | LBS | 2017 | Marunda
T419 | T419 | EGA | PB |  | Menteng
T417 | T417 | PEQMONE | PMT |  | Menteng
T417 | T417 | PEQMONE | PMT |  | Menteng
CD197 | CD197 | GAE | LBS |  | Bintaro
KL28N | KL28N | F & G | LBS |  | Bintaro
CD197 | CD197 | GAE | LBS |  | Bintaro
CD203 | CD203 | FLOUKIT.M | LBS |  | Bintaro
BT38 | BT38 | SCHNEIDER | LBS |  | Bintaro
BT259 | BT259 | GAE | LBS |  | Bintaro
BT259 | BT259 | GAE | PB |  | Bintaro
CD76 | CD76 | ABB | PB |  | Bintaro
CD61 | CD61 | ABB | PB |  | Bintaro
BT14 | BT14 | FLUKIT M | PT |  | Bintaro
CD286 | CD286 | UNINDO | LBS |  | Bintaro
BT361 | BT361 | EGA | LBS |  | Bintaro
CD208 | CD208 | GAE | PB |  | Bintaro
CD211 | CI-2017-W04-4-0002 | SCHNEIDER | LBS | 2017 | Bintaro
CD211 | CI-2017-W09-2-0011 | SCHNEIDER | PB | 2017 | Bintaro
KL76 | KL76 | FLOUKIT M | PB |  | Bintaro
BT248 | BT248 | EGA | LBS |  | Bintaro
KL116 | KL116 | EGA | LBS |  | Bintaro
KL116 | KL116 | SCHNEIDER | LBS |  | Bintaro
KL199 | KL199 | ABB | PB |  | Bintaro
BT102 | BT102 | MG | PB |  | Bintaro
KL199 | KL199 | ABB | CBOG |  | Bintaro
CD166 | CD166 | FLOUKIT.M | LBS |  | Bintaro
CD166 | CD166 | FLOUKIT.M | LBS |  | Bintaro
CD342 | PGDB-CD342 | SCHNEIDER | PGDB/PGC |  | Bintaro
CD166 | CD166 | FLOUKIT.M | PB |  | Bintaro
BK233 | 0305.16.214 | EGA | PB | 2017 | Marunda
K212N | CI-2018-W10-4-0029 | SCHNEIDER | ACO | 2018 | Jatinegara
KL138 | 1656.17.212_KL138 | EGA | LBS | 2017 | Kebon Jeruk
KL138 | 1657.17.212_KL138 | EGA | LBS | 2017 | Kebon Jeruk
KL138 | 1698.17.214_KL138 | EGA | PB | 2017 | Kebon Jeruk
PM148N | PM148N | FM | LBS-6 |  | Lenteng Agung
PM148N | PM148N | FM | LBS-7 |  | Lenteng Agung
CD409 | 0842.18.214 | EGA | PB | 2018 | Bintaro
CD408 | 0961.18.212 | EGA | LBS | 2018 | Bintaro
TD6P | 0044.19.214 | EGA | PB | 2019 | Bulungan
SN78 | 0387.17.214 | EGA | LBS | 2017 | Bulungan
SN78 | 0146.21.213 | EGA | LBS | 2021 | Bulungan
SN42 | C1-2018-W-39-4-0053 | SCHNEIDER | LBS | 2018 | Bulungan
MP6A | CI-2019-W-16-4-0074 | SCHNEIDER | PB | 2019 | Bulungan
TA187 | C1-2018-W40-2-0029 | SCHINEIDER | LBS | 2018 | Cengkareng
PG442 | CI-2018-W39-4-0004 | SM 6 | LBS | 2018 | Cempaka Putih
JR119P | 0694.18.212 | EGA | LBS | 2018 | Pondok Gede
TD222 | CI2016.W34.2.0042 | SCHENEIDER | CBO | 2017 | Ciputat
CP161 | 02016-812-1-0039 | SCHNEIDER | LBS | 2016 | Ciputat
CP161 | 0444.18.214 | EGA | PB | 2018 | Ciputat
CP373N | 0800.18.212 | EGA | LBS | 2018 | Ciputat
PML19 | 0149.19.213 | EGA | LBS | 2019 | Ciputat
PML19 | 0262.12.214 | EGA | PB | 2012 | Ciputat
GD147 | CI.2017.W31.1.0022 | SCHNEIDER SM6 | LBS | 2017 | Ciracas
GD147 | CI.2017.W02.5.0037 | SCHNEIDER SM6 | LBS | 2017 | Ciracas
GD147 | CI.2017.W31.4.0002 | SCHNEIDER SM6 | PB | 2017 | Ciracas
KP21 | - | ORMAZABAL | LBS |  | Marunda
KP21 | - | ORMAZABAL | PB |  | Marunda
SD202 | 2019.CF63160 | ORMAZABAL | LBS | 2019 | Tanjung Priok
SD202 | SD202-3 | ORMAZABAL | PB TRAFO |  | Tanjung Priok
KG455 | CL-2018-W42-5-0072 | SCHNEIDER | PB TRAFO | 2019 | Tanjung Priok
CK250 | - | SCHNEIDER | LBS |  | Marunda
MD50 | - | SCHNEIDER | CBOM |  | Marunda
KM118 | CI-2019-W1-1-0007 | SCHNEIDER | CBOG | 2019 | Jatinegara
GD31A | 1654.17.213 | EGA | LBS | 2017 | Ciracas
PM298 | PM 298 | SCHNEIDER | LBS-8 |  | Lenteng Agung
MB88 | MB88-04 | ULUSOY | CBOM | 2019 | Bandengan
CK216 | - | ORMAZABAL | PB |  | Marunda
TG112C | - | SCHINEIDER | LBS | - | Cengkareng
DK23S | - | EGA | PB | - | Cengkareng
GD11 | CI.2019.W21.5.0012 | SCHNEIDER SM6 | PB |  | Ciracas
GD11 | CI.2019.W20.5.0079 | SCHNEIDER SM6 | PB |  | Ciracas
CK107 | - | ORMAZABAL | PB |  | Marunda
CP40 | 1837-19 | ULUSOY | PB | 2019 | Ciputat
TP74 | SCHNEIDER SM6/PMT/TP53 | SCHNEIDER SM6 | PMT |  | Cempaka Putih
E422 | E422-WO440002 | SCHNEIDER | LBS (MOTORIZE) | 2020 | Kramat Jati
KM18 | S9503691 | MG SM6 | LBS | 2015 | Jatinegara
KM11 | CI-2020-W20-3-0033 | SCHNEIDER | LBS | 2020 | Jatinegara
KM125 | CI-2020-W04-4-0004 | SCHNEIDER | LBS | 2020 | Jatinegara
KJ434 | CI-2020-W09-6-0076-KJ434 | SCHNEIDER | CBOG | 2020 | Kebon Jeruk
TD170 | 1844-19 | ULUSOY | PB II | 2019 | Ciputat
CP139A | C1-2019-W28-4-0019 | SCHNEIDER | PB II | 2019 | Ciputat
MK198 | 18972 | GAE | LBS | 2017 | Cengkareng
SN127 | C1.1015.W34.3.0039 | SCHNEIDER | CBO |  | Bulungan
PL273 | 2437-19 | ULUSOY ELECTRIC | LBS | 2020 | Pondok Kopi
PL273 | 1850-19 | ULUSOY ELECTRIC | TP | 2020 | Pondok Kopi
RG130P | CI.2018.W39.6.0017 | SCHNEIDER SM6 | LBS |  | Ciracas
BK285 | - | ABB SAFEPLUS | LBS |  | Marunda
BK285 | - | SCHNEIDER | KOPEL ACO |  | Marunda
BK107 | - | ORMAZABAL | LBS |  | Marunda
KB34 | 24315211 | EGA | PB | 2015 | Menteng
CL44 | T73005065334-0140 | SIEMENS | LBS | 2017 | Marunda
GH0105 | T73005065334-0120 | SIEMENS | LBS | 2017 | Marunda
GH0105 | T73005052683-0143 | SIEMENS | LBS | 2017 | Marunda
KPK65K | KPK65K-02 | ORMAZABAL | LBS 2 |  | Bandengan
E209 | 1233.13.BL | EGA | LBS (MOTORIZED) | 2013 | Pondok Gede
KPK63 | 0144.19.212 | EGA | LBS |  | Bandengan
GD422 | CI.2017.W36.1.0008 | SCHNEIDER SM6 | LBS |  | Ciracas
CD419 | 2378-19 | ULUSOY | LBS |  | Bintaro
MP243 | 0373-20 | ULLUSOY | LBS MOTORIZE | 2020 | Bulungan
MD97 | - | ORMAZABAL | LBS |  | Marunda
T100 | CI-2017-W08-2-0007 | SCHNEIDER | PMT |  | Menteng
T100 | CI-2016W21-1-0006 | SCHNEIDER | PMT |  | Menteng
T100 | CI-2019-W44-1-0072 | SCHNEIDER | CBOM |  | Menteng
MB110 | 2457-19 | ULUSOY | LBS MOTORIZED | 2019 | Bandengan
BC338 | SM0302185 | MG | PB |  | Cengkareng
PL44 | 351412213 | EGA | LBS | 2017 | Pondok Kopi
CP514 | C1.2016-1049-4-0009 | SCHNEIDER SM6 | LBS MOTORISE | 2016 | Ciputat
CP510 | 148316-213 | EGA | LBS MOTORISE | 2016 | Ciputat
CP514 | C1.2016-1035-3-0038 | SCHNEIDER SM6 | CBOM | 2016 | Ciputat
CP510 | 0566-16-212 | EGA | LBS | 2016 | Ciputat
K303 | 57217212 | EGA | PMT | 2017 | Menteng
K303 | 96516216 | EGA | CBOM | 2017 | Menteng
CGR49 | 0932.17.212 | EGA | LBS-1 |  | Lenteng Agung
GD415 | 0902.16.216 | EGA | CBOM | 2016 | Ciracas
GD221 | 140.12.BL | EGA | LBS | 2012 | Ciracas
PIK26 | PIK 26-02 | EGA | LBS MANUAL | 2017 | Bandengan
MB47 | MB 47-01 | EGA | LBS MOTORIZED | 2016 | Bandengan
MB47 | MB 47-03 | EGA | PB | 2012 | Bandengan
TA42 | TA 42-01 | EGA | LBS MOTORIZED | 2017 | Bandengan
TA42 | TA 42-02 | EGA | LBS MANUAL | 2017 | Bandengan
DB3 | DB 3-01 | SCHNEIDER SM-6 | CBO RC | 2017 | Bandengan
DB3 | DB 3-02 | SCHNEIDER SM-6 | LBS MANUAL | 2017 | Bandengan
PIK3 | PIK 3-01 | SCHNEIDER SM-6 | LBS MOTORIZED | 2017 | Bandengan
PIK3 | PIK 3-02 | EGA | LBS MANUAL |  | Bandengan
CK236 | - | EGA | PB | 2017 | Marunda
CP46A | T.730050526830301 | SIEMENS | LBS |  | Ciputat
CP467 | 118.17.234 | EGA | LBS | 2017 | Ciputat
E62B | CI.2017.W22.2.0029 | SCHNEIDER SM6 | LBS |  | Ciracas
TB48 | CI-2017-W35-1-0008 | SCHNEIDER | LBS MOTORIZE | 2017 | Jatinegara
GD417 | 0390.17.216 | EGA | PGC | 2017 | Ciracas
BT369 | 0393.17.212 | EGA | LBS | 2017 | Bintaro
BT369 | 0647.17.214 | EGA | PB | 2017 | Bintaro
BK12 | - | EGA | LBS |  | Marunda
KDR292 | 1351.17.213 | EGA | LBS | 2017 | Cengkareng
KDR292 | 0909.18.214 | EGA | PB | 2018 | Cengkareng
BT271 | BT271 | EGA | PB |  | Bintaro
CD342 | CD342 | EGA | LBS |  | Bintaro
BT311 | BT311 | EGA | LBS |  | Bintaro
CD149 | CD149 | F & G | PB |  | Bintaro
CD49 | PB2-CD49 | KIT 25 | PB |  | Bintaro
CD113 | CD113 | EGA | LBS |  | Bintaro
KL180 | KL180 | ABB | LBS |  | Bintaro
CD344 | CD344 | SCHNEIDER | PB |  | Bintaro
CD221 | CD221 | FLUKIT M | PB |  | Bintaro
CD72 | CD72 | MG KUNING | LBS |  | Bintaro
BT12 | PT-BT12 | FLOUKIT M | PT |  | Bintaro
CD212 | CD212 | SM6 | PB |  | Bintaro
KL17N | KL17N | KIT.27.2 | LBS |  | Bintaro
KL24N | KL24N | FLOUKIT.M | LBS |  | Bintaro
KL63 | KL63 | EGA | PB |  | Bintaro
DK7 | CI-2017-W04-6-0002 | SCHNEIDER | PB | 2017 | Bintaro
BT60 | BT60 | SIEMEN | PB |  | Bintaro
CD94 | CD94 | MG | PB |  | Bintaro
BT367 | BT367 | EGA | LBS |  | Bintaro
BT367 | BT367 | EGA | CBOG |  | Bintaro
KL110 | KL110 | MG | LBS |  | Bintaro
KL110 | KL110 | MG | LBS |  | Bintaro
CD373 | CD373 | EGA | LBS |  | Bintaro
BT335 | BT335 | EGA | LBS |  | Bintaro
BT280 | BT280 | GAE | LBS |  | Bintaro
BT286 | BT286 | GAE | LBS |  | Bintaro
BT250 | BT250 | GAE | CBOG |  | Bintaro
CD205 | CD205 | FLOUKIT M | LBS |  | Bintaro
CD233 | CD233 | GAE | PB |  | Bintaro
CD186 | CD186 | GAE | CBOG |  | Bintaro
CD274 | CD274 | ABB | PB |  | Bintaro
CD376 | CD376 | EGA | PB |  | Bintaro
CD30 | CD30 | KIT25 | LBS |  | Bintaro
BT82 | BT82 | F & G | PB |  | Bintaro
CD169 | CD169 | FLOUKIT M | LBS |  | Bintaro
CD340 | CD340 | ABB | LBS |  | Bintaro
CD391 | CD391 | EGA | LBS |  | Bintaro
CD383 | CD383 | EGA | PB |  | Bintaro
D115B | D115B | EGA | PGC |  | Menteng
CP242 | CP242 | MG | PGDB/PGC |  | Bintaro
KL110 | KL110 | MG | CBOG |  | Bintaro
KB132 | KB132 | GAE | LBS |  | Bintaro
CD331 | CD331 | ABB | LBS |  | Bintaro
CD350 | CD350 | SCHNEIDER | LBS |  | Bintaro
KL113 | KL113 | SIEMENS | LBS |  | Bintaro
BT156 | BT156 | ORMZBL | PB |  | Bintaro
GNS22G | GNS22G_PB | EGA | PB TRAFO |  | Bandengan
KL198 | KL198 | GAE | PB |  | Bintaro
KL52A | KL52A | KIT 27,2 | LBS |  | Bintaro
KL84 | KL84 | FLUMATIK | LBS |  | Bintaro
BK13 | - | FLOUKIT M | PGDB |  | Marunda
B213 | - | SCHNEIDER SM6 | ACO/SACO | 2018 | Bandengan
MD63 | - | SCHENEIDER | LBS |  | Marunda
MD63 | - | SCHENEIDER | PGC |  | Marunda
PIK57K | PIK57K-01 | ABB | LBS |  | Bandengan
BT402 | 0804.18.214 | EGA | PB | 2018 | Bintaro
BK162 | - | SCHNEIDER SM6 | LBS |  | Marunda
BK162 | - | EGA | PB |  | Marunda
CP514 | 0401-16-212 | EGA | LBS | 2016 | Ciputat
BK84 | CI-2017-W37-2-0001 | SCHNEIDER SM6 | LBS | 2017 | Marunda
CP149 | 1217.17.213 | EGA | LBS | 2017 | Ciputat
CP150 | T73005065334-0139 | EGA | LBS | 2017 | Ciputat
CP47A | 0399.7.212 | EGA | LBS CBO | 2017 | Ciputat
BT229 | BT229 | UNINDO | LBS |  | Bintaro
CD323 | CD323 | EGA | LBS |  | Bintaro
CD344 | CD344 | SCHNEIDER | LBS |  | Bintaro
BT108 | BT108 | EGA | LBS |  | Bintaro
BT258 | BT258 | SCHNEIDER | CBOG |  | Bintaro
KL17N | KL17N | MG/ | PB |  | Bintaro
KL24N | KL24N | KIT27.2 | PB |  | Bintaro
BT314 | BT314 | SCHNEIDER | LBS |  | Bintaro
BT327 | BT327 | SCHNEIDER | LBS |  | Bintaro
BT127 | BT127 | F & G | LBS |  | Bintaro
TD385 | TD385 | C PLASMA | LBS |  | Bintaro
BT139 | BT139 | FLUKIT M | PB |  | Bintaro
BT157 | BT157 | MG | PB |  | Bintaro
BT157 | BT157 | MG | PB |  | Bintaro
BT122 | BT122 | SIEMEN | CBOG |  | Bintaro
CD301 | CD301 | GAE | LBS |  | Bintaro
CD301 | CD301 | GAE | LBS |  | Bintaro
CD301 | CD301 | GAE | PB |  | Bintaro
CD101 | CD101 | MG (V6) | PT |  | Bintaro
CD79 | CD79 | ABB | LBS |  | Bintaro
CD79 | CD79 | ABB | LBS |  | Bintaro
KL64 | KL64 | SCHNEIDER | PB |  | Bintaro
BT50 | BT50 | MG SM 6 | LBS |  | Bintaro
BT50 | BT50 | FLOUKIT M | METERING |  | Bintaro
BT125 | BT125 | M G RM6 | LBS |  | Bintaro
BT189 | BT189 | SCHNEIDER | CBOG |  | Bintaro
BT125 | BT125 | M G RM6 | PB |  | Bintaro
BT195 | BT195 | ABB | CBOG |  | Bintaro
KL64P | KL64P | ABB ( RMU ) | LBS |  | Bintaro
KL64P | KL64P | ABB ( RMU ) | LBS |  | Bintaro
BT176 | BT176 | GAE | LBS |  | Bintaro
BT176 | BT176 | GAE | PB |  | Bintaro
BT215 | BT215 | SCHNEIDER | CBOG |  | Bintaro
BT70 | BT70 | F&G | PB |  | Bintaro
CD205 | CD205 | SIEMENS | PB |  | Bintaro
CD233 | CD233 | GAE | LBS |  | Bintaro
KJ180 | KJ180-LBS1 | SCHNEIDER | LBS MOTORIZED |  | Kebon Jeruk
KJ180 | KJ180-PB1 | EGA | PB TRAFO |  | Kebon Jeruk
CD295 | CD295 | GAE | LBS |  | Bintaro
CD11A | CD11A | SCHNEIDER | LBS |  | Bintaro
CD91 | CD91 | SIEMENS | PB |  | Bintaro
CD11A | CD11A | SCHNEIDER | LBS |  | Bintaro
CD186 | CD186 | GAE | CBOG |  | Bintaro
CD274 | CD274 | ABB | LBS |  | Bintaro
CD180 | CD180 | FLOUKIT M | PB |  | Bintaro
CD39 | CD39 | KIT 27,2 | LBS |  | Bintaro
CD275 | CD275 | ORMAZABAL | PB |  | Bintaro
CD33 | CD33 | SCHNEIDER | LBS |  | Bintaro
CD376 | CD376 | SCHNEIDER | LBS |  | Bintaro
BT69 | BT69 | F & G | LBS |  | Bintaro
CD202 | CD202 | C.PLASMA | LBS |  | Bintaro
CD349 | CD349 | EGA | LBS |  | Bintaro
CD69 | CD69 | MG | PB |  | Bintaro
CD87 | CD87 | TEMCO | LBS |  | Bintaro
KL59B | KL59B | MG KUNING | LBS |  | Bintaro
BT90 | BT90 | FLUKIT M | PT |  | Bintaro
BT90 | BT90 | FLUKIT M | PGDB/PGC |  | Bintaro
CD207 | CD207 | MG | LBS |  | Bintaro
CD168 | CD168 | FLOUKIT.M | LBS |  | Bintaro
CD168 | CD168 | FLOUKIT.M | PT |  | Bintaro
CD195 | CD195 | OMARZABAL | LBS |  | Bintaro
CD333 | CD333 | ABB | LBS |  | Bintaro
CD340 | CD340 | ABB | LBS |  | Bintaro
CD383 | CD383 | EGA | LBS |  | Bintaro
CD383 | CD383 | EGA | LBS |  | Bintaro
CP9 | CP9 | SCHNEIDER | LBS |  | Bintaro
CP9 | CP9 | ABB | PB |  | Bintaro
KL62 | KL62 | FLOUKIT M | METERING |  | Bintaro
KL62 | KL62 | FLOUKIT M | METERING |  | Bintaro
KB576 | 0370.19.213 | EGA | LBS MOTORIZE | 2019 | Bulungan
JR37 | 0108.17.214 | EGA | LBS | 2017 | Pondok Gede
SP53 | 1783.16.213_SP53 | EGA | LBS | 2016 | Kebon Jeruk
SP53 | 1366.17.212_SP53 | EGA | LBS | 2017 | Kebon Jeruk
SP53 | 1611.17.214_SP53 | EGA | PB | 2017 | Kebon Jeruk
CP512 | 1486-16-213 | EGA | LBS MOTORISE | 2016 | Ciputat
CP512 | C1.2016-1054-6-0007 | SCHNEIDER SM6 | CBOM | 2016 | Ciputat
RM86 | C1-2016-W18-2-0004 | SCHNEIDER | PB | 2016 | Cempaka Putih
GH0219 | 2950018 | SCHINEIDER | LBS MOT | 2014 | Cengkareng
PK89A | W36.6.0028 | SCHNEIDER SM6 | LBS |  | Marunda
CKG170 | 0930.17.212 | EGA | LBS | 2017 | Cengkareng
BT372 | 0379-17-212 | EGA | LBS | 2017 | Bintaro
CD397 | 0828.16.214 | EGA | PB | 2017 | Bintaro
CD395 | 0434.17.212 | EGA | LBS | 2017 | Bintaro
CD392 | CD392 | EGA | LBS |  | Bintaro
CD392 | CD392 | EGA | LBS |  | Bintaro
CD113 | CD113 | EGA | LBS |  | Bintaro
KL22H | KL22H | FLOUKIT.M | PB |  | Bintaro
KL17B | KL17B | KIT.25 | PB |  | Bintaro
KL38 | CI-2017-W30-2-0046 | SCHNEIDER | LBS | 2017 | Bintaro
KL60 | KL60 | FLOUKIT.M | LBS |  | Bintaro
CD59 | CD59 | ABB | PB |  | Bintaro
KL59 | KL59 | FLUMATIK | PB |  | Bintaro
CD32B | CD38 | ABB | PB |  | Bintaro
CD168 | CD168 | FLOUKIT.M | PB |  | Bintaro
GNS22G | GNS22G_B231 | EGA | LBS |  | Bandengan
KL19A | KL19A | MG | PB |  | Bintaro
BT330 | BT330 | SCHNEIDER | LBS |  | Bintaro
BT183 | BT183 | ABB | PGDB/PGC |  | Bintaro
BT183 | BT183 | ABB | B1 |  | Bintaro
CD46 | CD46 | FLOUKIT.M | PB |  | Bintaro
BT48 | BT48 | FLOUKIT M | PB |  | Bintaro
CD46 | CD46 | FLOUKIT. M | PB |  | Bintaro
BT255 | BT255 | GAE | LBS |  | Bintaro
CD64 | CD64 | SCHNEIDER | LBS |  | Bintaro
BT44 | BT44 | GAE | PB |  | Bintaro
CD64 | CD64 | SCHNEIDER | PB |  | Bintaro
BT255 | CI-2017-W17-5-0012 | SCHNEIDER | CBOG | 2017 | Bintaro
KJ186 | KJ186-LBS PB | FLOUKIT M | PB TRAFO |  | Kebon Jeruk
CD78 | CD78 | F & G | LBS |  | Bintaro
CD78 | CD78 | F & G | LBS |  | Bintaro
BT67 | BT67 | MG. SM 6 | PGDB |  | Bintaro
BT308 | BT308 | ABB | PGDB/PGC |  | Bintaro
CD78 | CD78 | SCHNEIDER | LBS |  | Bintaro
BT350 | BT350 | EGA | LBS |  | Bintaro
BT350 | BT350 | EGA | LBS |  | Bintaro
BT350 | BT350 | EGA | PB |  | Bintaro
CD111 | CD111 | SCHNEIDER | PGDB |  | Bintaro
CD1 | CD1 | FLUKIT M / MG SM 6 | PGDB/PGC |  | Bintaro
BT138 | BT138 | FLUKIT M | PT |  | Bintaro
BT86 | BT86 | FLUKIT M | PT |  | Bintaro
BT86 | BT86 | FLUKIT M | PGDB/PGC |  | Bintaro
CD12B | CD12B | KIT 25 | LBS |  | Bintaro
CP244 | CP244 | FLUKIT M | LBS |  | Bintaro
CD31 | CD31 | FLOUKIT M | PB |  | Bintaro
CD32 | CD32 | ABB | PB |  | Bintaro
BT298 | BT298 | EGA | LBS |  | Bintaro
BT298 | BT298 | EGA | PB |  | Bintaro
KL127 | 1710537 | EGA | PB | 2017 | Bintaro
KL204 | KL204 | SCHNEIDER | LBS |  | Bintaro
KL204 | KL204 | SCHNEIDER | PGDB/PGC |  | Bintaro
BT168 | BT168 | MG ( SM6 ) | PB |  | Bintaro
KL86 | KL86 | MG KUNING | SP |  | Bintaro
CD96 | CD96 | F & G | PB |  | Bintaro
KL91 | KL91 | F & G | LBS |  | Bintaro
KL91 | KL91 | F & G | PB |  | Bintaro
BT193 | BT193 | SCHNEIDER | LBS |  | Bintaro
BT344 | BT344 | SCHNEIDER | LBS |  | Bintaro
BT57 | BT57 | EGA | LBS |  | Bintaro
CD192 | CD192 | GAE | LBS |  | Bintaro
CD192 | CD192 | GAE | PB |  | Bintaro
CD201 | CD201 | ORMAZABAL | LBS |  | Bintaro
BT385 | BT385 | EGA | LBS |  | Bintaro
MN17 | 9502324L | MERLIN GERLIN SM6 | PGDB | - | Pondok Gede
JS156P | /110/08/01/E6 | GAE | LBS | 2010 | Pondok Gede
JS156P | 0574/110/08/01/E6 | GAE | LBS | 2010 | Pondok Gede
TA186 | Nomor Seri. 1299.21.213 | EGA | LBS Motorized | 2021 | Cengkareng
TA186 | 4310045 | SCHINEIDER | LBS MANUAL | 2018 | Cengkareng
E168A | 0200.18.214 | EGA | PB | 2018 | Pondok Gede
E168 | 1488.17.214 | EGA | PB | 2017 | Pondok Gede
CP510 | 0376-16-214 | EGA | PB TRAFO | 2016 | Ciputat
CKG37 | - | SIEMENS | PB2 |  | Cengkareng
JR215 | 1216.17.213 | EGA | LBS MOTORIZE | 2017 | Pondok Gede
JR216 | 0834.17.214 | EGA | PB | 2017 | Pondok Gede
CKG170 | 0914.17.212 | EGA | LBS | 2017 | Cengkareng
GD279P | CI.2016.W16.4.0016 | SCHNEIDER SM6 | PB |  | Ciracas
GD279P | CI.2017.W05.5.0003 | SCHNEIDER SM6 | LBS |  | Ciracas
KG134 | W36.3.0022 | SCHNEIDER | PB | 2017 | Marunda
CD395 | 0649.17.214 | EGA | PB | 2017 | Bintaro
KJ398 | 1088.17.212 | EGA | LBS MANUAL | 2017 | Kebon Jeruk
KJ398 | 0921.16.216 | EGA | PGC | 2016 | Kebon Jeruk
GH0164 | - | MG SM6 | LBS MOTORIZE | 2010 | Jatinegara
KJ160 | KJ160-CBOM | FLOUKIT M | PGC |  | Kebon Jeruk
BK86 | - | SCHNEIDER SM6 | LBS |  | Marunda
BT311 | BT311 | EGA | LBS |  | Bintaro
BT94 | BT94 | EGA | LBS |  | Bintaro
CD92 | CD92 | C .PLSMA | LBS |  | Bintaro
CD149 | CD149 | F & G | LBS |  | Bintaro
CD50 | CD50 | KIT 27,2 | LBS |  | Bintaro
CD28 | CD28 | FLUKIT M | PB |  | Bintaro
CD76 | CD76 | ABB | LBS |  | Bintaro
CD323 | CD323 | EGA | LBS |  | Bintaro
CD296 | CD296 | SIEMENS | PB |  | Bintaro
KL180 | KL180 | ABB | LBS |  | Bintaro
KL116 | KL116 | GAE | LBS |  | Bintaro
CD1 | PGDB-CD1 | FLUKIT M / MG SM 6 | PGDB/PGC |  | Bintaro
KL199 | KL199 | ABB | LBS |  | Bintaro
CD221 | CD221 | FLUKIT M | LBS |  | Bintaro
KL38 | CI-2017-W04-1-0025 | SCHNEIDER | LBS | 2017 | Bintaro
CD37A | CD37A | FLUKIT M | LBS |  | Bintaro
KJ153 | KJ153 | SCHNEIDER | PGDB |  | Bintaro
CD335 | CD335 | SCHENEIDER | LBS |  | Bintaro
KL60 | KL60 | FLOUMATIC | PB |  | Bintaro
CD335 | CD335 | SCHENEIDER | LBS |  | Bintaro
KL63 | KL63 | EGA | LBS |  | Bintaro
KL78 | KL78 | KIT27.2 | PB |  | Bintaro
BT60 | BT60 | SIEMEN | PB |  | Bintaro
KL110 | KL110 | MG | PB |  | Bintaro
KL78A | KL78A | KIT27.2 | PB |  | Bintaro
BT261 | BT261 | EGA | LBS |  | Bintaro
BT165 | BT165 | SCHNEIDER | LBS |  | Bintaro
BT280 | BT280 | GAE | LBS |  | Bintaro
BT335 | BT335 | EGA | PB |  | Bintaro
BT280 | BT280 | GAE | PB |  | Bintaro
BT216 | BT216 | SCHNEIDER | CBOG |  | Bintaro
BT272 | BT272 | GAE | LBS |  | Bintaro
BT272 | BT272 | GAE | LBS |  | Bintaro
BT272 | BT272 | GAE | PB |  | Bintaro
BT328 | BT328 | SCHNEIDER | LBS |  | Bintaro
BT328 | BT328 | SCHNEIDER | PB |  | Bintaro
BT326 | BT326 | SCHNEIDER | PB |  | Bintaro
CD51 | CD51 | FLUKIT M | CBOG |  | Bintaro
KL111 | KL111 | SIEMENS | PB |  | Bintaro
CP179 | CP179 | FLUKIT M | PB |  | Bintaro
BT274 | BT274 | SCHNEIDER | LBS |  | Bintaro
BT274 | BT274 | SCHNEIDER | LBS |  | Bintaro
CD171 | CD171 | EGA | PB |  | Bintaro
BT317 | BT317 | EGA | LBS |  | Bintaro
BT317 | BT317 | EGA | PB |  | Bintaro
CD171 | CD171 | MG SM 6 | LBS |  | Bintaro
KL71 | KL71 | F & G | LBS |  | Bintaro
KL29A | KL29A | EGA | LBS |  | Bintaro
KL83 | KL83 | MG | PB |  | Bintaro
KL93 | KL93 | ABB | LBS |  | Bintaro
KL93 | KL93 | ABB | PB |  | Bintaro
BT6 | BT6 | ABB | LBS |  | Bintaro
BT333 | BT333 | SCHNEIDER | LBS |  | Bintaro
BT333 | BT333 | SCHNEIDER | PB |  | Bintaro
BT268 | BT268 | GAE | LBS |  | Bintaro
BT268 | BT268 | GAE | LBS |  | Bintaro
CD44 | CD44 | MG | LBS |  | Bintaro
CN19 | 0731.18.212 | EGA | LBS | 2018 | Ciputat
PD81P | PD81-W4340018 | SCHNEIDER | LBS | 2018 | Kramat Jati
PD81P | PD81-010919214 | EGA | LBS | 2019 | Kramat Jati
TD261 | - | FLUOKIT M | PGDB | - | Ciputat
TP124 | 2018CSF63190 | F & G | PMT | 2018 | Cempaka Putih
BN50 | 1907.18.213 | EGA | LBS Motorized | 2018 | Menteng
CP206 | 2018CSF63174 | ORMAZABAL | LBS | 2018 | Ciputat
CPT8 | 1504,18,212 | EGA | LBS | 2018 | Ciputat
CPT8 | 0721,18,212 | EGA | LBS | 2018 | Ciputat
CPT10 | - | SCHNEIDER | LBS MOTORIZE | 2018 | Ciputat
DB111 | DB111-C1-W01-4-0014 | SCHNEIDER | CBOM | 2018 | Bandengan
CPT10 | - | EGA | PB | 2018 | Ciputat
CP175N | 122.18.2121 | EGA | PB | 2018 | Ciputat
E322P | 0358.15.211 | EGA | PB | 2015 | Pondok Gede
JW18 | 132 | UNINDO FLUOKIT M24+ | PB | 2007 | Pondok Gede
GD71 | 0272.15.214 | EGA | PB | 2015 | Pondok Gede
CK15C | 502356308 | ABB SAFEPLUS | LBS | 2018 | Marunda
CK142 | T73005052683-0378 | SIEMENS | PB | 2017 | Marunda
KG138 | 0065.19.214 | EGA | PB | 2019 | Marunda
TD261 | - | FLUOKIT M | LBS | - | Ciputat
PD82 | PD82-102020018 | SCHNAIDER | LBS (MOTORIZE) | 2018 | Kramat Jati
PD82 | PD82-341721317 | EGA | LBS (MOTORIZE) | 2017 | Kramat Jati
PD82 | PD82-058721418 | EGA | PB | 2018 | Kramat Jati
JR146P | 500411660/5011-11 | ABB SAFEPLUS | LBS | 2011 | Pondok Gede
JS108 | 1856.13.BF | EGA | LBS | 2013 | Pondok Gede
JS138P | 0222.19.212 | EGA | PB | 2019 | Pondok Gede
JS138P | 0276.19.214 | EGA | LBS | 2019 | Pondok Gede
JS166 | SM0900064 | SCHNEIDER SM6 | PB | - | Pondok Gede
KCP15 | CI-2019-W30-4-0021 | SCHNEIDER SM6 | PMT | 2019 | Cempaka Putih
KCP15 | CI-2019-W30-5-0006 | SCHNEIDER SM6 | PMT | 2019 | Cempaka Putih
KCP15 | CI-2018-W35-4-0060 | SCHNEIDER SM6 | PMT | 2019 | Cempaka Putih
GNS31K | GNS31K_PB TRAFO | ABB SAFE PLUS | PB TRAFO |  | Bandengan
TD389N | CI-2017-W28-4-0018 | SCHNEIDER | LBS | 2017 | Bulungan
CK95 | - | GAE | PB |  | Marunda
BDU37K | 502337531/1001-011/2018 | ABB SAFEPLUS | LBS | 2018 | Bandengan
JW96 | CI-2019-W30-3-0029 | SCHNEIDER SM6 | LBS (MOTORIZED) | 2019 | Pondok Gede
JW96 | CI-2019-W30-4-0008 | SCHNEIDER SM6 | LBS (MOTORIZED) | 2019 | Pondok Gede
CB143 | 0055.19.214 | EGA | PB | 2019 | Ciracas
CB143 | 1929.18.213 | EGA | LBS | 2018 | Ciracas
CB143 | 1936.18.213 | EGA | LBS | 2018 | Ciracas
KDR180 | CI-2018-W20-1-0008 | SCHINEIDER | LBS MOT | 2018 | Cengkareng
KDR180 | CI-2018-W19-6-0005 | SCHINEIDER | LBS MAN | 2018 | Cengkareng
CKG161 | - | SCHINEIDER | LBS ACO | 2018 | Cengkareng
CKG161 | C1-2018-W32-4-0032 | EGA | PGC | 2018 | Cengkareng
JR18 | SM103908090CS | SCHNEIDER SM6 | LBS | - | Pondok Gede
CB77 | CI.2018.W40.3.0044 | SCHNEIDER SM6 | LBS | 2018 | Ciracas
CB77 | SM.1042192CI | SCHNEIDER SM6 | PGDB | 2010 | Ciracas
CB77 | - | SCHNEIDER SM6 | LBS |  | Ciracas
GH0157 | CI-2016-W24-2-0054 | SCHNEIDER SM6 | LBS | 2016 | Pondok Gede
GH0157 | CI-2017-W30-2-0035 | SCHNEIDER SM6 | LBS | 2017 | Pondok Gede
GH0157 | SM1036010CI | SCHNEIDER SM6 | LBS | - | Pondok Gede
GH0157 | SM1035139CI | SCHNEIDER SM6 | LBS | - | Pondok Gede
CKG192 | CI-2019-W30-4-0009 | SCHNEIDER | LBS MOT | 2019 | Cengkareng
CKG192 | CI-2019-W30-2-0081 | SCHNEIDER | PGC | 2019 | Cengkareng
CKG192 | CI-2019-W18-2-0073 | SCHNEIDER | PGC | 2019 | Cengkareng
PM51A | 30106/180/13/20/E6 | GAE | PB-1 | 2013 | Lenteng Agung
KG25 | - | EGA | PB1 |  | Marunda
JR234 | CI-2019-W30-4-0008 | SCHNEIDER SM6 | LBS (MOTORIZED) | 2019 | Pondok Gede
JS255 | CI-2019-W29-1-0041 | SCHNEIDER SM6 | PB | 2019 | Pondok Gede
CK227 | - | SCHNEIDER | KOPEL |  | Marunda
K5B | CI-2019-W30-5-0024 | SCHNEIDER | LBS | 2019 | Jatinegara
KM122 | CI-2019-W33-3-0026 | SCHNEIDER | LBS | 2019 | Jatinegara
PM114 | PM114_CI-2019-W33-4-0028 | SCHNEIDER | PB | 2019 | Jatinegara
MK221 | 9340418-PT MK221 | MERLIN GERLIN | PT |  | Bandengan
CPT13 | CI-2019-W31-2-0009 | SCHNEIDER | LBS | 2019 | Ciputat
CP167 | CI-2019-W30-4-0017 | SCHNEIDER | LBS | 2019 | Ciputat
GH0141 | CI-2019-W28-6-0032 | SCHNEIDER | LBS | 2019 | Ciputat
PDR18 | CI-2019-W34-5-0041 | SCHNEIDER SM6 | LBS (MOTORIZED) | 2019 | Pondok Gede
GH0031 | T73005052683-0110 | SIEMENS | LBS MOTORIZE | 2017 | Bulungan
GH0031 | T73005052683-0029 | SIEMENS | LBS MOTORIZE | 2017 | Bulungan
GH0057 | CI-2016-W49- 1-0041 | SCHNEIDER | LBS MOTORIZE | 2016 | Bulungan
JS46 | CV06-5090/031 | SIEMENS | LBS | 1991 | Pondok Gede
JS46 | CV06-5090/031 | SIEMENS | PB | 1991 | Pondok Gede
BT410 | 0143.19.213 | EGA | LBS | 2019 | Bintaro
TD270 | 0966.18.214 | EGA | PB | 2018 | Bulungan
TD108 | CI-2018-W-39-4-0061 | SCHNEIDER | LBS | 2018 | Bulungan
PP3 | 1337.18.214 | EGA | PB | 2018 | Bulungan
SN68 | 1292.18.214 | EGA | PB | 2018 | Bulungan
SN42 | CI-2019-W-20-1-0016 | SCHNEIDER | LBS MOTORIZE | 2019 | Bulungan
TD32 | CI-2019-W-21-3-0025 | SCHNEIDER | PB | 2019 | Bulungan
SN11 | CI-2019-W21-3-0072 | SCHNEIDER | PB | 2019 | Bulungan
BK275 | - | ORMAZABAL | LBS |  | Marunda
CK44 | - | EGA | PB 2 |  | Marunda
PK39E | PK39E-LBS-1 | GAE | LBS MOTORIZE | 2019 | Tanjung Priok
CKG190 | 0146.19.214 | EGA | PB | 2019 | Cengkareng
PG442 | CI-2019-W22-6-0006 | SM6 | PB | 2019 | Cempaka Putih
PS194 | CI-2018-W28-2-0028 | SCHNEIDER SM6 | PMT | 2018 | Cempaka Putih
KM122 | CI-2019-W20-4-0075 | SCHNEIDER | CBOG | 2019 | Jatinegara
PM114 | PM114_CI-2019-W31-2-0044 | SCHNEIDER | LBS MOTORIZED | 2019 | Jatinegara
CP481 | 1125.17.234 | EGA | LBS | 2017 | Ciputat
MK221 | PGC-MK221 | MERLIN GERLIN | PGC |  | Bandengan
PK269 | - | SCHNEIDER | LBS |  | Tanjung Priok
GH0126 | 0393-16-212 | EGA | LBS | 2016 | Kramat Jati
BDU8 | BDU8-11 | SCHNEIDER SM6 | LBS |  | Bandengan
BDU8 | BDU8-13 | SCHNEIDER SM6 | LBS |  | Bandengan
BDU8 | BDU8-14 | SCHNEIDER SM6 | LBS |  | Bandengan
BDU8 | BDU8-15 | SCHNEIDER SM6 | CBOM |  | Bandengan
BDU8 | BDU8-16 | SCHNEIDER SM6 | CBOM |  | Bandengan
E376 | E376-ci2019w2130021 | SCHNEIDER | PB TRAFO | 2019 | Kramat Jati
GH0046 | GH0046-CI2019W2940051 | SCHNEIDER | PB | 2019 | Kramat Jati
KG416 | - | SCHNEIDER SM6 | LBS |  | Tanjung Priok
BT413 | CI-2018-W43-3-0005 | SCHNEIDER | LBS | 2018 | Bintaro
PS2N | PMT / KOP 3 - 4 | SCHNEIDER SM6 | PMT |  | Cempaka Putih
PS2N | PMT / PS 190 | SCHNEIDER SM6 | PMT |  | Cempaka Putih
KB19A | CI-2019-W34-4-0039 | SCHNEIDER | LBS MOTORIZE | 2019 | Bulungan
KB19A | CI-2019-W36-1-0023 | SCHNEIDER | PB | 2019 | Bulungan
T125 | - | EGA | PB | 2019 | Menteng
SD245 | - | EGA | CBO |  | Tanjung Priok
MB107 | CI-2019-W29-4-0054 | SCHNEIDER SM6 | LBS MOTORIZED | 2019 | Bandengan
MB107 | CI-2019-W19-4-0020 | SCHNEIDER SM6 | LBS MOTORIZED | 2019 | Bandengan
MB107 | CI-2019-W21-5-0073 | SCHNEIDER SM6 | CBOM | 2019 | Bandengan
SD52 | - | SM6 | PGC |  | Tanjung Priok
E94 | CI.2019.W27.2.0074 | SCHNEIDER SM6 | LBS |  | Ciracas
E102G | CI-2019-W27-1-0073 | SCHNEIDER SM6 | CBO | 2019 | Pondok Gede
GH0004 | 2152.17.213 | EGA | LBS MOTORIZE | 2017 | Tanjung Priok
KG339 | - | SCHNEIDER SM6 | LBS MOTORIZE | 2019 | Tanjung Priok
KG339 | - | EGA | KOPEL ACO |  | Tanjung Priok
KG373 | - | SCHNEIDER SM6 | LBS |  | Tanjung Priok
MK304CKR | C1-2018-W40-3-0004 | SCHINEIDER | LBS MAN | 2018 | Cengkareng
MK304CKR | C1-2018-W43-5-0028 | SCHINEIDER | LBS MAN | 2018 | Cengkareng
PML24 | 2019.W31.2.0006 | SCHNEIDER | LBS | 2019 | Ciputat
PML24 | 2019.W31.2.0031 | SCHNEIDER | LBS | 2019 | Ciputat
KG454 | - | SCHNEIDER SM6 | KOPEL |  | Tanjung Priok
KG454 | - | SCHNEIDER SM6 | LBS |  | Tanjung Priok
D14B | 13/11/30/2013 | ABB Uniswitch | LBS MOTORIZE | 2013 | Bulungan
D14B | 13/1104/2013 | ABB Uniswitch | LBS MOTORIZE | 2013 | Bulungan
BK142 | - | ABB SAFEPLUS | LBS |  | Marunda
BK280 | - | EGA | PB |  | Marunda
KP41 | - | MERLIN GERIN | PB |  | Marunda
T253 | 13364 | FLOUKIT | LBS | 2010 | Menteng
JS104 | CI-2019-W29-2-0078 | SCHNEIDER SM6 | CBO | 2019 | Pondok Gede
KB10N | C1/2019/W30/5/001 | SCHNEIDER | PB | 2019 | Bulungan
KB10N | C1/2019/W20/3/007 | SCHNEIDER | PB | 2019 | Bulungan
KG73 | CI-2019-W30-5-0077 | SCHNEIDER | CBOM | 2019 | Tanjung Priok
BK41 | - | CONTACTPLASMA | LBS |  | Marunda
BK40 | - | ORMAZABAL | LBS |  | Marunda
GD4 | CI.2018.W39.6.0011 | SCHNEIDER SM6 | LBS |  | Ciracas
GD4 | SM1123123CI | SCHNEIDER SM6 | LBS |  | Ciracas
GD4 | 0220.15.212 | EGA | LBS |  | Ciracas
GD4 | CI.2019.W29.2.0025 | SCHNEIDER SM6 | - |  | Ciracas
KG13 | - | SCHNEIDER SM6 | LBS MOTORIZE |  | Tanjung Priok
KB16A | c1.2018 W41.2.1402 | SCHNEIDER | LBS MOTORIZE | 2018 | Bulungan
PS18 | FLUKIT M/PMT/GI.TEMBOK | FLUKIT M | PMT |  | Cempaka Putih
DK189 | CI.2019.W33.1.1403 | SCHINEIDER | LBS | 2019 | Cengkareng
JS108 | T7-UD-000053/004 | SIEMENS | LBS | 2006 | Pondok Gede
JS166 | SM0900051 | SCHNEIDER SM6 | LBS | - | Pondok Gede
JS175 | SM035135CI | SCHNEIDER SM6 | LBS | - | Pondok Gede
JS175 | SM1036011CI | SCHNEIDER SM6 | LBS | - | Pondok Gede
JS179 | T73005052683-0348 | SIEMENS | PB | 2017 | Pondok Gede
MK230 | C1-2019-W26-1-0010 | SCHINEIDER | PB | 2019 | Cengkareng
KCP15 | CI-2019-W32-4-0028 | SCHNEIDER SM6 | PMT | 2019 | Cempaka Putih
KCP15 | CI-2019-W32-4-0029 | SCHNEIDER SM6 | PMT | 2019 | Cempaka Putih
KCP15 | CI-2018-W31-1-0069 | SCHNEIDER SM6 | PGC | 2018 | Cempaka Putih
SD16A | SD16A-LBS1 | SIEMENS | LBS | 2019 | Tanjung Priok
JR18 | SM1039187CI | SCHNEIDER SM6 | LBS | - | Pondok Gede
KPK8 | CI2018 W42-5-0013 | SCHNEIDER | LBS |  | Bandengan
SD247 | C1.2019.W37.1.1402 | SCHNEIDER SM6 | LBS MOTORIZE | 2019 | Tanjung Priok
SD247 | C1.2019.W33.5.1403 | SCHNEIDER | PB TRAFO | 2019 | Tanjung Priok
SD245 | - | EGA | CBO |  | Tanjung Priok
E94 | CI.2018.W20.6.0009 | SCHNEIDER SM6 | LBS |  | Ciracas
E94 | CI.2018.W28.6.0003 | SCHNEIDER SM6 | LBS |  | Ciracas
E94 | CI.2019.W20.4.0082 | SCHNEIDER SM6 | PB |  | Ciracas
GH0119 | CI-2019-W34-3-0017 | SCHNEIDER SM6 | LBS MOTORIZE | 2019 | Tanjung Priok
KG339 | - | SCHNEIDER SM6 | CBOG |  | Tanjung Priok
KG373 | - | SCHNEIDER SM6 | KOPEL ACO |  | Tanjung Priok
MK304CKR | 0052.19.214 | EGA | PB | 2019 | Cengkareng
DK188 | C1-2018-W39-5-0014 | SCHINEIDER | LBS | 2018 | Cengkareng
DK188 | 0174.19.214 | EGA | PB | 2019 | Cengkareng
PML23 | 2019.031.5.0008 | SCHNEIDER | LBS | 2019 | Ciputat
PML23 | 2019.W78.4.0008 | SCHNEIDER | PB | 2019 | Ciputat
KG454 | - | EGA | KOPEL ACO |  | Tanjung Priok
KG454 | - | EGA | CBO |  | Tanjung Priok
KG454 | - | SCHNEIDER SM6 | LBS |  | Tanjung Priok
KG454 | - | SCHNEIDER SM6 | LBS |  | Tanjung Priok
KG454 | - | SCHNEIDER SM6 | LBS |  | Tanjung Priok
D14B | 13/1555/2013 | ABB Uniswitch | PB | 2013 | Bulungan
JGK30 | CI-2018-W32-5-0052 | SCHNEIDER | LBS-1 | 2018 | Lenteng Agung
JGK30 | CI-2018-W39-4-0003 | SCHNEIDER | LBS-2 | 2018 | Lenteng Agung
JGK30 | CI-2019-W21-4-0002 | SCHNEIDER | PB-1 | 2019 | Lenteng Agung
SN4 | C1.2018.0043.2.0032 | SCHNEIDER | LBS MOTORIZE | 2018 | Bulungan
GD4 | CI.2018.W38.1.0058 | SCHNEIDER SM6 | LBS |  | Ciracas
GD4 | CI.2018.W39.6.0010 | SCHNEIDER SM6 | LBS |  | Ciracas
GD4 | 0449.15.212 | EGA | LBS |  | Ciracas
GD4 | 0338.15.214 | EGA | PB |  | Ciracas
GD4 | CI.2019.W07.2.0035 | SCHNEIDER SM6 | LBS |  | Ciracas
GD4 | CI.2019.W29.2.0025 | SCHNEIDER SM6 | - |  | Ciracas
KG323 | - | SCHNEIDER SM6 | PB TRAFO |  | Tanjung Priok
BC359 | 0241-18.234 | EGA | PGC | 2018 | Cengkareng
DT123 | 12.11168/2012 | ABB MOT | LBS-1 |  | Lenteng Agung
DT123 | 12.1470/2012 | ABB MOT | LBS-3 |  | Lenteng Agung
DT123 | CI-2019-W26-2-0037 | SCHNEIDER | LBS-5 |  | Lenteng Agung
DT123 | CI-2018-W31-1-0060 | SCHNEIDER | KOPEL ACO-1 |  | Lenteng Agung
DT123 | CI-2019-W20-6-0080 | SCHNEIDER | CBOM-1 |  | Lenteng Agung
JGK31 | CI-2018-W33-1-0053 | SCHNEIDER | LBS-2 | 2018 | Lenteng Agung
PK306 | CL-2019-W30-4-0016 | SCHNEIDER SM6 | LBS MOTORIZE | 2019 | Tanjung Priok
PK306 | CL-2018-W31-1-0033 | SCHNEIDER SM6 | LBS ACO | 2018 | Tanjung Priok
GD438 | CI.2019.W21.2.0076 | SCHNEIDER SM6 | PB | 2019 | Ciracas
CB144 | C1-2019.W30-5-0510 | SCHNEIDER SM6 | LBS | 2019 | Ciracas
PM359 | CI-2018-W40-4-0046 | SCHNEIDER | LBS-1 |  | Lenteng Agung
PM359 | CI-2018-W17-3-0032 | SCHNEIDER | LBS-2 |  | Lenteng Agung
PP78 | CI-2019-W21-1-0018 | SCHNEIDER | LBS MOTORIZE | 2019 | Bulungan
MP44 | CI-2019-W27-6-0071 | SCHNEIDER | CBO | 2019 | Bulungan
KB411 | C1.2018.W35.4.0035.F2 | SCHNEIDER | LBS MOTORIZE | 2018 | Bulungan
KB411 | C1.2018.W35.0004.F1 | SCHNEIDER | LBS MOTORIZE | 2018 | Bulungan
KB411 | T7.3005.065.334.0147 | SIEMENS | LBS MOTORIZE |  | Bulungan
KB411 | T7.3005.442.627.0008 | SIEMENS | LBS MOTORIZE |  | Bulungan
PML35 | 1832-19 | ULUSOY | PB | 2019 | Ciputat
TB82 | T73005442624-0002 | SIEMENS | LBS | 2017 | Jatinegara
TB82 | T73005442541-0035 | SIEMENS | LBS | 2017 | Jatinegara
KM51 | CI-2018-W31-1-0055 | SCHNEIDER | ACO | 2018 | Jatinegara
PIK71 | PIK71-1930S111 | ORMAZABAL | LBS 2 |  | Bandengan
KB17B | 1110.19 | ULUSOY | PB |  | Bulungan
GD298 | SM0803548 | SCHNEIDER SM6 | PB |  | Ciracas
K99D | 2019CSF61095 | AEP ORMAJABAL | PB | 2019 | Jatinegara
K112 | FLUMATIC / PB 1 / PB 1 | FLUMATIC | PB 1 |  | Cempaka Putih
PML20 | 2018.W40.3.2019 | SCHNEIDER | LBS | 2019 | Ciputat
TP125 | 2019CSF63167 | F & G | PMT | 2019 | Cempaka Putih
TP125 | 2019CSF61092 | F & G | PB TRAFO | 2019 | Cempaka Putih
KG329 | - | SCHNEIDER SM6 | KOPEL |  | Tanjung Priok
BK40 | - | ORMAZABAL | PB |  | Marunda
GD438 | CI.2018.W35.5.0028.F2 | SCHNEIDER SM6 | LBS | 2018 | Ciracas
TA188 | C1-2019-W43-3-1403 | SCHINEIDER | PB | 2019 | Cengkareng
DB112 | DB112-C1.2018-W41-1-0058 | SCHNEIDER | LBS | 2018 | Bandengan
DB112 | DB112-C1.2018-W19-5-0023 | SCHNEIDER | LBS | 2018 | Bandengan
CD120 | CI-2019-W31-2-0039 | SCHNEIDER | LBS | 2019 | Bintaro
CD411 | 0611.18.212 | EGA | LBS | 2018 | Bintaro
BT408 | 0189.19.212 | EGA | LBS | 2019 | Bintaro
BT397 | CI-2018-W43-2-0024 | SCHNEIDER | LBS | 2018 | Bintaro
PS195 | 2019 CSF 63166 | F & G | PMT | 2019 | Cempaka Putih
PS195 | 2019 CSF 61093 | F & G | PB TRAFO | 2019 | Cempaka Putih
KM121 | CI-2015-W23-2-0012 | SCHNEIDER | LBS | 2015 | Jatinegara
KM121 | CI-2016-W48-2-0031 | SCHNEIDER | PB | 2016 | Jatinegara
CB95P | SM.0800008 | SCHNEIDER | LBS |  | Ciracas
PM185 | PM 185 | Schneider | PGDB-1 |  | Lenteng Agung
PM185 | PM 185 | Schneider | CBOG-1 |  | Lenteng Agung
PM185 | PM 185 | Schneider | CBOG-2 |  | Lenteng Agung
PM185 | PM 185 | Schneider | LBS-4 |  | Lenteng Agung
PM185 | PM 185 | Schneider | LBS-5 |  | Lenteng Agung
PM185 | PM 185 | Schneider | LBS-6 |  | Lenteng Agung
CN132 | C1-2018-W40-1-26 | SCHNEIDER | LBS | 2018 | Ciputat
CN132 | C1-2018-W31-1-0018 | SCHNEIDER | LBS ACO | 2018 | Ciputat
CN132 | C1-2018-W32-2-004 | SCHNEIDER | LBS ACO | 2018 | Ciputat
PM289 | PM 289 | EGA | LBS-4 |  | Lenteng Agung
PM289 | PM 289 | EGA | LBS-6 |  | Lenteng Agung
KDR318 | C1-2018-W28-3-0036 | SCHINEIDER | LBS MAN | 2018 | Cengkareng
KDR318 | C1-2018-W29-1-0058 | SCHINEIDER | LBS MAN | 2018 | Cengkareng
CKG191 | - | SCHINEIDER | LBS | 2019 | Cengkareng
TD120 | CI-2016-W25-4-0036 | SCHNEIDER | LBS | 2016 | Bintaro
PDR17 | CI-2019-W29-4-0044 | SCHNEIDER SM6 | LBS (MOTORIZED) | 2019 | Pondok Gede
PDR17 | CI-2019-W31-4-0015 | SCHNEIDER SM6 | LBS (MOTORIZED) | 2019 | Pondok Gede
PDR17 | CI-2019-W29-1-0004 | SCHNEIDER SM6 | PB | 2019 | Pondok Gede
KG359 | W58-2-0030 | SCHNEIDER SM6 | LBS | 2017 | Marunda
CP112 | CI-2019-W30-4-0024 | SCHNEIDER | LBS | 2019 | Ciputat
JR233 | CI-2019-W29-2-0046 | SCHNEIDER SM6 | LBS (MOTORIZED) | 2019 | Pondok Gede
TD11 | 31519213 | EGA | PB | 2019 | Ciputat
TD177 | 2019.W10.1.0002 | SCHNEIDER | LBS | 2019 | Ciputat
PP22P | C1.2018.0032.5.0046 | SCHNEIDER | LBS | 2018 | Bulungan
PP22P | 1810451 | EGA | PB |  | Bulungan
KB439 | C1.2019 045.0005 | SCHNEIDER | PB | 2019 | Bulungan
MN17 | S9503608 | MERLIN GERLIN SM6 | METERING | - | Pondok Gede
MN51 | 1659.17.234 | EGA | PGDB | 2017 | Pondok Gede
GD71P | 15475075 | ORMAZABAL | LBS | 2015 | Pondok Gede
E168A | 1132.17.213 | EGA | LBS | 2017 | Pondok Gede
E166 | 0218.19.212 | EGA | LBS | 2019 | Pondok Gede
E166 | 0286.19.214 | EGA | PB | 2019 | Pondok Gede
E166 | 1059.13.BF | EGA | PB | 2013 | Pondok Gede
KJ425 | CI-2019-W29-3-0029_KJ425 | SCHNEIDER | LBS | 2019 | Kebon Jeruk
KJ425 | CI-2019-W28-2-0005_KJ425 | SCHNEIDER | LBS | 2019 | Kebon Jeruk
KJ425 | CI-2019-W30-5-0075_KJ425 | SCHNEIDER | CBOG | 2019 | Kebon Jeruk
CB66P | CV06-5142/007 | SIEMENS | LBS | 1993 | Pondok Gede
TP125 | 2019CSF63168 | F & G | PMT | 2019 | Cempaka Putih
KCP15 | CI-2019-W26-1-0073 | SCHNEIDER SM6 | PMT | 2019 | Cempaka Putih
TD389N | 00117.18.234 | EGA | CBOM | 2018 | Bulungan
TD389N | CI-2018-W08-5-0043 | SCHNEIDER | ACO TM | 2018 | Bulungan
SD16A | SD16A-LBS2 | SIEMENS | LBS | 2019 | Tanjung Priok
KJ222 | 07J890 | UNINDO AREVA | PB |  | Kebon Jeruk
SP271 | CI-2018-W20-1-0011 | SCHNEIDER | LBS |  | Kebon Jeruk
SP271 | 0311.18.214 | EGA | PB |  | Kebon Jeruk
SP28P | CV 812243-00340/008 | SIEMENS | LBS |  | Kebon Jeruk
GH0057 | CI-2016-W49- 4-0003 | SCHNEIDER | LBS MOTORIZE | 2016 | Bulungan
KB89 | 0460-20 | ULLUSOY | CBOM MOTORIZE | 2020 | Bulungan
TD227 | 0713-20 | ULLUSOY | LBS MOTORIZE | 2020 | Bulungan
TD227 | 0722-20 | ULLUSOY | LBS MOTORIZE | 2020 | Bulungan
JS80 | 0916-20 | ULUSOY ELECTRIC | LBS | 2020 | Pondok Gede
KB331 | 0241-20 | ULLUSOY | PB | 2020 | Bulungan
RG180 | RG180 | ULUSOY | LBS-4 |  | Lenteng Agung
RG180 | RG180 | ULUSOY | LBS-5 |  | Lenteng Agung
KB308 | 0716-20 | ULLUSOY | LBS MOTORIZE | 2020 | Bulungan
KB308 | 0717-20 | ULLUSOY | LBS MOTORIZE | 2020 | Bulungan
TP82 | FLUKIT M/KOSONG/KOSONG | FLUKIT M | PB 1 |  | Cempaka Putih
DB92P | DB92P-CSF6118 | ORMAZABAL | PB | 2019 | Bandengan
PK96 | - | ORMAZABAL | PB |  | Marunda
PIK52 | PGC-PIK52 | ULUSOY ELECTRIC | PGC |  | Bandengan
CKG151 | - | EGA | PGC |  | Cengkareng
KDR248 | 2019CSF61195 | ORMAZABAL | PB | 2019 | Cengkareng
KDR326 | 0361.20.213 | EGA | LBS MOT | 2020 | Cengkareng
BT420 | 2369-19 | ULUSOY | LBS |  | Bintaro
BT420 | 1143-19 | ULUSOY | PB |  | Bintaro
KL229 | 2019.CSF.60033 | ORMAZABAL | LBS | 2019 | Bulungan
E38 | E38-127218214 | EGA | PB | 2018 | Kramat Jati
E38 | E38-127218214 | EGA | PB | 2018 | Kramat Jati
CK122 | CSF 63159 | ORMAZABAL | LBS | 2018 | Marunda
CK122 | CSF 63205 | ORMAZABAL | LBS | 2018 | Marunda
CK122 | CSF 62092 | ORMAZABAL | PT | 2017 | Marunda
CK122 | CSF 61081 | ORMAZABAL | PB 1 | 2018 | Marunda
CK122 | CSF 61085 | ORMAZABAL | PB 2 | 2018 | Marunda
CPT5 | C12018-W2960039 | SCHNEIDER | LBS MOTORIZE | 2018 | Ciputat
CPT7 | 155593.18.1 | EGA | PB | 2018 | Ciputat
CP259 | 2018CSF63160 | ORMAZABAL | LBS | 2018 | Ciputat
CP259 | 2018CSF61092 | ORMAZABAL | PB | 2018 | Ciputat
TD404 | 2018CSF63206 | ORMAZABAL | LBS | 2018 | Ciputat
TD404 | 2018CSF64009 | ORMAZABAL | PB | 2018 | Ciputat
CP307 | 2018CSF63172 | ORMAZABAL | PB | 2018 | Ciputat
CNK9 | 2018CSF6164 | ORMAZABAL | LBS | 2018 | Ciputat
CN97 | 0304.19.214/ SN 1806306 | EGA | PB | 2019 | Ciputat
TD12 | C1-2018-W20-2-0056 | SCHNEIDER | LBS | 2018 | Ciputat
BK164 | - | EGA | LBS |  | Marunda
E235 | CI-2015-W40-1-0023 | SCHNEIDER SM6 | CBOM | 2015 | Pondok Gede
JS51 | CV06-5142/025 | SIEMENS | LBS | 1993 | Pondok Gede
JS51 | CV06-5142/025 | SIEMENS | PB | 1993 | Pondok Gede
JW85 | T73005442624-0063 | SIEMENS | PB | 2017 | Pondok Gede
KB313 | c1.2018.w23.3.0005 | SCHNEIDER | LBS | 2018 | Bulungan
KP31 | - | EGA | PB |  | Marunda
GD70 | CI.2017.W40.3.0060 | SCHNEIDER SM6 | LBS | 2017 | Ciracas
JR27 | 0181.19.213 | EGA | LBS | 2019 | Pondok Gede
JS252 | 0818.18.212 | EGA | LBS | 2018 | Pondok Gede
JS252 | 0778.18.212 | EGA | LBS | 2018 | Pondok Gede
JS252 | CI.2018.W35.1.0012 | SCHNEIDER | LBS MOTORIZED | 2018 | Pondok Gede
AB136 | AB 136_LBS 5 | EGA | LBS 5 MOTORIZE |  | Bandengan
GD79 | CI.2017.W38.3.0039 | SCHNEIDER SM6 | LBS |  | Ciracas
PL263 | 0739.18.212 | EGA | LBS | 2018 | Pondok Kopi
PL264 | 1473.18.214 | EGA | PB | 2018 | Pondok Kopi
A142P | A142_LBS2 | EGA | LBS 2 |  | Bandengan
P8 | P8 | ORMAZABAL | PB | 2018 | Menteng
K304 | 55617212 | EGA | LBS |  | Menteng
JR231 | 0114.19.212 | EGA | LBS | 2019 | Pondok Gede
JR231 | 0045.19.213 | EGA | LBS MOTORISED | 2019 | Pondok Gede
GD358 | 1768.18.213 | EGA | LBS | 2018 | Ciracas
PK57 | 0309.19.214 | EGA | PB 2 | 2019 | Marunda
KG439 | CI-2015-W41-5-0006 | SCHNEIDER SM6 | CBOM | 2015 | Tanjung Priok
MK275 | C1-2019-W32-1-0040 | SCHINEIDER | LBS | 2019 | Cengkareng
BK47 | - | ORMAZABAL | LBS |  | Marunda
CD412 | 0918.18.212 | EGA | LBS | 2018 | Bintaro
E169 | E169-047019213 | EGA | LBS (MOTORIZE) | 2019 | Kramat Jati
TD389N | CI-2017-W42-2-0035 | SCHNEIDER | LBS | 2017 | Bulungan
CK95 | - | GAE | LBS |  | Marunda
MD115 | - | SCHNEIDER | KOPEL |  | Marunda
BK150 | - | ORMAZABAL | LBS |  | Marunda
JR34 | CV 744738-00020/013 | SIEMENS | LBS | 2005 | Pondok Gede
GH0134 | CI-2020-W08-3-0015 | SCHINEIDER | LBS MOT | 2020 | Cengkareng
PML6 | T73005442627-0014 | SIEMENS | LBS | 2019 | Ciputat
KB556 | 0 | SCHNEIDER | LBS |  | Bulungan
PP147 | CI-2020-W20-1-0029 | SCHNEIDER | LBS MOTORIZE | 2020 | Bulungan
SN123 | 1928S073 | ORMAZABAL | LBS |  | Bulungan
KB609 | 011618.234.2018 | SCHNEIDER | LBS MOTORIZE | 2018 | Bulungan
TD314 | 2019 | FLOUKIT M | PB | 2019 | Ciputat
BK122 | - | KIT 27 | B1 |  | Marunda
PIK65 | 1929S029 | ORMAZABAL | LBS |  | Bandengan
PM99 | DEICI-2019-W34-4-1403 | SCHNEIDER | LBS MOTORIZE |  | Bulungan
CP39A | C1-2019-W40-3-0024 | SCHNEIDER | PB I | 2019 | Ciputat
MP242 | CL-2020-WO4-1-0009 | SCHNEIDER | LBS MOTORIZE | 2020 | Bulungan
MP242 | C1-2019-W39-4-0011 | SCHNEIDER | PB | 2019 | Bulungan
PIK63 | PIK63-02 | ORMAZABAL | LBS 2 |  | Bandengan
PIK63 | PIK63-03 | ORMAZABAL | PB TRAFO |  | Bandengan
PL273 | 2435-19 | ULUSOY ELECTRIC | LBS | 2020 | Pondok Kopi
JS170 | 19273 | UNINDO FLUOKIT M24+ | LBS | 2005 | Pondok Gede
MD116 | - | EGA | PB |  | Marunda
MD35 | - | EGA | LBS |  | Marunda
BK164 | - | EGA | PB TRAFO |  | Marunda
KS81 | w48.2.0048 | SCHNEIDER | LBS | 2016 | Menteng
KS81 | - | SCHNEIDER | LBS | 2016 | Menteng
E235 | 3767.17.213 | EGA | LBS | 2017 | Pondok Gede
JS51 | CV06-5142/025 | SIEMENS | LBS | 1993 | Pondok Gede
JW55 | CV06-5091/013 | SIEMENS | LBS | 1992 | Pondok Gede
JW55 | CV06-5091/013 | SIEMENS | LBS | 1992 | Pondok Gede
JW55 | CV06-5091/013 | SIEMENS | PB | 1992 | Pondok Gede
JW21 | 500411660/3001-13 | ABB SAFEPLUS | LBS | 2011 | Pondok Gede
E44B | 12.1373 | ABB UniSwitch | PB | 2012 | Pondok Gede
BC218KPAT | - | FLUOKIT M | LBS | - | Cengkareng
KP11 | - | ABB | PB 2 |  | Marunda
MK193K | 2016CSF63197 | ORMAZABAL | LBS | 2016 | Cengkareng
GD68D | - | KIT 27.2 | PB |  | Ciracas
E210 | SM0941086CI | SCHNEIDER SM6 | LBS | 2009 | Pondok Gede
E218 | 12.1467 | ABB UniSwitch | LBS | 2012 | Pondok Gede
JS79 | 255717213 | EGA | LBS | 2017 | Pondok Gede
E218A | CI-2018-W38-5-0021 | SCHNEIDER SM6 | LBS | 2018 | Pondok Gede
E333P | 500411660/5001-25 | ABB SAFEPLUS | LBS | 2011 | Pondok Gede
JS154P | CI-2015-W38-1-0043 | SCHNEIDER SM6 | LBS | 2015 | Pondok Gede
JS27 | 891.13.BF | EGA | PB | 2013 | Pondok Gede
PD61P | 256517213 (MOT) | EGA | LBS | 2017 | Pondok Gede
PD61P | 47610214 | EGA | PB | 2018 | Pondok Gede
PG441 | CI-2019-W02-4-0036 | SCHNEIDER | CBOM | 2019 | Cempaka Putih
JS37 | CI.2018.W21.3.0036 | SCHNEIDER SM6 | LBS | 2018 | Pondok Gede
JS37 | 0433.18.214 | EGA | PB | - | Pondok Gede
MN3 | SM1116083CI | SCHNEIDER SM6 | PGC | - | Pondok Gede
E248 | E248-153118213 | EGA | LBS (MOTORIZE) | 2018 | Kramat Jati
GD35 | CI.2018.W22.7.0018 | SCHNEIDER SM6 | LBS | 2018 | Ciracas
PK192 | 3569.17.213 | EGA | LBS | 2017 | Marunda
PK38A | 3518.17.213 | EGA | LBS | 2017 | Marunda
PK38A | 2906.17.213 | EGA | LBS | 2017 | Marunda
KG15B | W30-2-0035 | SCHNEIDER | LBS/CBOM | 2018 | Marunda
PK156 | 0314.16.212 | EGA | LBS | 2016 | Marunda
PK156 | 0329.16.212 | EGA | LBS | 2016 | Marunda
PK52B | 0600.18.214 | EGA | PB 1 | 2018 | Marunda
PK52B | 0961.18.214 | EGA | PB 2 | 2018 | Marunda
PK52B | 0870.18.214 | EGA | PB 3 | 2018 | Marunda
GD358 | 1639.18.213 | EGA | LBS | 2018 | Ciracas
TA56 | 1918.18.213 | EGA | LBS MOTORIZED | 2018 | Bandengan
MN13 | CI-2018-W37-4-0028 | SCHNEIDER SM6 | LBS | 2018 | Pondok Gede
KDR317 | C1-2018-W40-3-0036 | SCHINEIDER | LBS | 2018 | Cengkareng
PK130N | 1235.18.214 | EGA | PB 1 | 2018 | Marunda
CL15 | W34-5-0056 | SCHNEIDER SM6 | PB | 2016 | Marunda
CL15 | W11-7-0025 | SCHNEIDER SM6 | PGC | 2014 | Marunda
CK156 | 3001-006 | ABB SAFEPLUS | LBS | 2018 | Marunda
CL21 | 5001-001 | ABB SAFEPLUS | PB | 2018 | Marunda
KG257 | W20-1-0053 | SCHNEIDER SM6 | LBS | 2018 | Marunda
KG257 | W20-2-0055 | SCHNEIDER SM6 | LBS | 2018 | Marunda
JS124P | 0061.21.214 | EGA | PB | 2021 | Pondok Gede
JS124P | 0092.21.213 | EGA | LBS | 2021 | Pondok Gede
JS124P | 0093.21.213 | EGA | LBS | 2021 | Pondok Gede
E400 | E400-CSF62056 | ORMAZABAL | LBS | 2019 | Kramat Jati
E400 | E400-CSF6449 | ORMAZABAL | PB TRAFO | 2019 | Kramat Jati
BK14 | - | SIEMENS | LBS |  | Marunda
BK14 | - | SIEMENS | PB |  | Marunda
CN137 | 0131.17.213 | EGA | LBS |  | Ciputat
MCC1 | CI.2020.W08.2W0071 | SCHINEIDER | LBS | 2020 | Cengkareng
GD176 | 1704030147 | FLUOKIT M | LBS | 2010 | Ciracas
GD177 | 2019CSF63347 | ORMAZABAL | LBS | 2019 | Ciracas
GD177 | 2019CSF63353 | ORMAZABAL | LBS | 2019 | Ciracas
MB112 | MB112-0371-20 | ULUSOY | LBS | 2020 | Bandengan
MB112 | MB112-0480-20 | ULUSOY | CBOM | 2020 | Bandengan
KPK65K | KPK65K-03 | ORMAZABAL | PB TRAFO |  | Bandengan
GD446 | 0028.21.234 | EGA | LBS | 2021 | Ciracas
JS15 | 6780 | UNINDO FLUOKIT M24+ | PB II | 2007 | Pondok Gede
TB82 | CI-2018-W31-1-0062 | SCHNEIDER | ACO | 2018 | Jatinegara
BT427 | 0519-20 | ULUSOY | CBOM | 2019 | Bintaro
BT419 | C1-2019-W42-5-1402 | SCHNEIDER | PB | 2019 | Bintaro
E209 | 3137 | UNINDO FLUOKIT M24+ | PB II | 2007 | Pondok Gede
JS20 | CI-2015-W52-1-0023 | SCHNEIDER SM6 | CBOG | 2015 | Pondok Gede
RG179 | 2017CSF662112 | ARLISCO | PT-1 | 2017 | Lenteng Agung
BC218KPAT | - | SCHINEIDER | PGC | - | Cengkareng
BC218KPAT | - | FLUOKIT M | LBS | - | Cengkareng
KP31 | - | EGA | LBS |  | Marunda
KJ417 | 0949-18-212_KJ417 | EGA | LBS | 2018 | Kebon Jeruk
KJ417 | 1684-18-214_KJ417 | EGA | PB | 2018 | Kebon Jeruk
KJ418 | 1857-18-212_KJ418 | EGA | LBS | 2018 | Kebon Jeruk
JW87 | 3747.17.213 | EGA | LBS | 2017 | Pondok Gede
JW87 | 0242.18.214 | EGA | LBS | 2018 | Pondok Gede
E81 | 1365.13.BF | EGA | PB | 2013 | Pondok Gede
JW33 | 22693/032/10/02/E6 | GAE | PB | 2010 | Pondok Gede
E138A | 4875 | UNINDO FLUOKIT M24+ | PB I | 2011 | Pondok Gede
E272 | E272-W4330016 | SCHNEIDER | LBS (MOTORIZE) | 2018 | Kramat Jati
E138D | 0260.17.214 | EGA | PB | 2017 | Pondok Gede
E233 | CI-2015-W41-5-0037 | SCHNEIDER SM6 | CBO | 2015 | Pondok Gede
E233 | 83.12.BF | EGA | PB | 2012 | Pondok Gede
CB59 | 2094.13.BL | EGA | LBS Mot | 2013 | Pondok Gede
KB612 | 3462.17.217 | EGA | LBS MOTORIZE | 2017 | Bulungan
JW15 | 23039/018/11/01/E6 | GAE | LBS | 2011 | Pondok Gede
JW15 | 3865 | UNINDO FLUOKIT M24+ | PB | 2009 | Pondok Gede
GH0121 | W40-3-0005 | SCHNEIDER | LBS | 2015 | Pondok Kopi
GH0121 | W19-2-0029 | SCHNEIDER | LBS | 2016 | Pondok Kopi
PGL47 | CI - 2018 - W40 - 2 - 002 | SCHNEIDER | LBS | 2019 | Pondok Kopi
GH0078 | 0387.15.213 | EGA | LBS |  | Pondok Kopi
GH0078 | 1420.17.213 | EGA | LBS |  | Pondok Kopi
JW34 | 23679/102/11/02/e6 | GAE | PB | 2011 | Pondok Gede
JW34 | 19199 | GAE | LBS | 2003 | Pondok Gede
BK62 | - | EGA | PB |  | Marunda
BK45 | - | SCHNEIDER SM6 | LBS |  | Marunda
JW45 | 24783/104/11/02/E6 | GAE | PB | 2011 | Pondok Gede
BK60 | - | SCHENEIDER | LBS |  | Marunda
MD32 | - | EGA | LBS |  | Marunda
BK70 | - | EGA | LBS |  | Marunda
E12Y | E12Y-162618213 | EGA | LBS (MOTORIZE) | 2018 | Kramat Jati
E205 | SM1036112CI | SCHNEIDER SM6 | LBS | - | Pondok Gede
JS239 | 0316.16.214 | EGA | PB | 2016 | Pondok Gede
E205 | SM1032054CI | SCHNEIDER SM6 | PB | - | Pondok Gede
JW66 | S9502458 | MERLIN GERLIN SM6 | LBS | 2009 | Pondok Gede
BK242 | - | EGA | PB 2 |  | Marunda
JW29 | 500411660/5011-15 | ABB SAFEPLUS | LBS | 2011 | Pondok Gede
E126N | CI-2016-W19-4-0004 | SCHNEIDER SM6 | LBS | 2016 | Pondok Gede
E126N | 0093.16.212 | EGA | LBS | 2016 | Pondok Gede
E127N | CI-2016-W24-2-0035 | SCHNEIDER SM6 | LBS | 2016 | Pondok Gede
E172C | 3720.17.213 | EGA | LBS | 2017 | Pondok Gede
JW92 | CI.2018.W20.2.0064 (MOT) | SCHNEIDER SM6 | LBS | 2018 | Pondok Gede
PD32 | CV06-5147/013 | SIEMENS | LBS | 1993 | Pondok Gede
JW32 | 11178 | FLOUKIT M | LBS | 2008 | Pondok Gede
JW32 | Cl-2016-W18-1-0019 | Schneider | PB | 2016 | Pondok Gede
PM105 | T73005442541-0046 | SIEMENS | LBS | 2018 | Jatinegara
PM105 | T73005442541-0012 | SIEMENS | PB | 2018 | Jatinegara
PM105 | T73005442624-0012 | SIEMENS | PB | 2018 | Jatinegara
SD248 | - | ULUSOY | LBS |  | Tanjung Priok
JS256 | 2020-W05-1-0011 | SCHNEIDER | LBS MOTORISED | 2020 | Pondok Gede
JS256 | 2020-W05-1-0018 | SCHNEIDER | LBS MOTORISED | 2020 | Pondok Gede
JS256 | 2019-W26-2-0053 | SCHNEIDER | PB | 2019 | Pondok Gede
KJ30 | KJ190 | EGA | LBS |  | Kebon Jeruk
KJ381 | 21718234-KJ381 | EGA | CBO |  | Kebon Jeruk
GD241P | CI.2013.W49.1.0021 | SCHNEIDER SM6 | LBS |  | Ciracas
KL225 | C1.2019.W21.5.0072 | SCHNEIDER | CBOM MOTORIZE | 2019 | Bulungan
PML34 | 2384-19 | ULUSOY | LBS | 2019 | Ciputat
PML6 | T73005442627-0055 | SIEMENS | LBS | 2019 | Ciputat
KDR321 | CI-2019-W33-1=1402 | SCHINEIDER | LBS | 2019 | Cengkareng
DK189 | CI.2019.W33.1.1403 | SCHINEIDER | LBS | 2019 | Cengkareng
GD435 | CI.2019.W11.1.0010 | SCHNEIDER | CBOM |  | Ciracas
JS257 | CI-2020-W07-4-0022 | SCHNEIDER | LBS (MOTORIZED) | 2020 | Pondok Gede
JR27 | 0214.19.212 | EGA | PB | 2019 | Pondok Gede
JS104 | 5921 | UNINDO FLUOKIT M | LBS | 1996 | Pondok Gede
JS106 | 8950 | UNINDO FLUOKIT M | PB | 2003 | Pondok Gede
JS176 | 1807 | UNINDO FLUOKIT M | PB | 2010 | Pondok Gede
PD61P | 269617213 | EGA | LBS | 2017 | Pondok Gede
KM102 | T73005442624-0089 | SIEMENS | LBS | 2017 | Jatinegara
PG441 | CI-2017-W05-4-0049 | SCHNEIDER | LBS | 2017 | Cempaka Putih
KG452 | KG452-LBS1 | EGA | LBS MANUAL | 2017 | Tanjung Priok
KG452 | KG452-LBS2 | EGA | LBS MOTORIZE | 2017 | Tanjung Priok
KG449 | KG449-LBS1 | EGA | LBS MANUAL | 2017 | Tanjung Priok
KG449 | KG449-LBS2 | EGA | LBS MOTORIZE | 2017 | Tanjung Priok
KG449 | KG449-PB1 | EGA | PB TRAFO | 2017 | Tanjung Priok
SD244 | SD244-LBS1 | SCHNEIDER | LBS MANUAL |  | Tanjung Priok
SD244 | SD244-LBS2 | SCHNEIDER | LBS MOTORIZE |  | Tanjung Priok
CSL9 | 1480.17.212 | EGA | LBS |  | Ciracas
JS121 | - | ABB SAFEPLUS | B1 | - | Pondok Gede
JS97 | CI.2018.W39.0050 | SCHNEIDER SM6 | LBS | 2018 | Pondok Gede
E248 | E248-150118213 | EGA | LBS (MOTORIZE) | 2018 | Kramat Jati
CP346 | 0744.18.212 | EGA | LBS | 2018 | Ciputat
CK29 | - | ORMAZABAL | LBS |  | Marunda
KG68 | - | SCHENEIDER | PGC |  | Marunda
CL44 | - | SCHENEIDER | LBS |  | Marunda
KG66 | - | EGA | PB |  | Marunda
KG66 | - | EGA | PB 2 |  | Marunda
GD202 | 2797.17.213 | EGA | LBS |  | Ciracas
GD202 | 1568.18.214 | EGA | PB |  | Ciracas
PL264 | 0903.18.212 | EGA | LBS | 2018 | Pondok Kopi
KB306 | SM.104.0032 | SCHNEIDER | LBS |  | Bulungan
MD63 | - | SCHENEIDER | LBS |  | Marunda
PL265 | 0290.19.214 | EGA | PB | 2019 | Pondok Kopi
GD180 | 0952.18.214 | EGA | PB | 2018 | Ciracas
JR167 | 0427.18.214 | EGA | PB | 2018 | Pondok Gede
PD72 | 0576.16.216 | EGA | PGC | 2016 | Pondok Gede
MP238 | 0338.16.216 | EGA | CBOM | 2016 | Bulungan
KB129 | CI. 2018-w34-6-01043 | SCHNEIDER | LBS | 2018 | Bulungan
KB129 | 1423.18.213 | EGA | LBS MOTORIZE | 2018 | Bulungan
KB129 | 12.15.18.214 | EGA | PB | 2018 | Bulungan
GD117 | 1019.18.214 | EGA | PB |  | Ciracas
E403 | E403-154918213 | EGA | LBS (MOTORIZE) | 2018 | Kramat Jati
KJ420 | 0131.19.214_KJ420 | EGA | PB | 2019 | Kebon Jeruk
GD296 | SM.0803169 | SCHNEIDER SM6 | PGC |  | Ciracas
JS93 | 86117216 | EGA | CBOG | - | Pondok Gede
PD74P | 1605S103 | ORMAZABAL | LBS | 2016 | Pondok Gede
PD74P | 1605S103 | ORMAZABAL | LBS | 2016 | Pondok Gede
JW78 | 0851.16.216 | EGA | PGC | 2016 | Pondok Gede
JW18 | CI-2015-W45-1-0024 | SCHNEIDER SM6 | LBS | 2015 | Pondok Gede
MN26P | CI-2015-W50-2-0006 | SCHNEIDER SM6 | LBS | 2015 | Pondok Gede
TP38 | TP38-PB2 | SCHNEIDER SM6 | PMT |  | Cempaka Putih
PM86 | 1911.18.213 | EGA | LBS MOTORIZE | 2018 | Jatinegara
PM200 | 1946.18.213 | EGA | LBS | 2018 | Jatinegara
GD435 | C1-2018.W31-6-0013 | SCHNEIDER | LBS | 2018 | Ciracas
PGL41 | C1-2020-W08-3-0016 | SCHNEIDER | LBS (KOPEL1) | 2020 | Pondok Kopi
KDR147 | 502337531/1001 | ABB | LBS | 2018 | Cengkareng
KDR251 | 2017CSF63280 | ORMAZABAL | LBS | 2017 | Cengkareng
BK89 | - | MERLIN GERIN | PB |  | Marunda
MB106 | - | SCHNEIDER SM6 | ACO/SACO |  | Bandengan
CK246 | - | ORMAZABAL | LBS |  | Marunda
CK246 | - | ORMAZABAL | PT |  | Marunda
KM126 | 39820213 | EGA | LBS MOTORIZED | 2020 | Jatinegara
KM126 | 39620213 | EGA | LBS MOTORIZED | 2020 | Jatinegara
KM126 | 100519214 | EGA | PB | 2020 | Jatinegara
KM126 | 39020234 | EGA | CBOM | 2020 | Jatinegara
MP245 | 0470.20.213 | EGA | LBS MOTORIZE | 2020 | Bulungan
MP245 | 0468.20.213 | EGA | LBS MOTORIZE | 2020 | Bulungan
MP245 | 0453.20.234 | EGA | CBOM MOTORIZE | 2020 | Bulungan
CK237 | - | EGA | PB |  | Marunda
BK267 | - | FLOUKIT M | LBS |  | Marunda
KM65S | 168017214 | EGA | PB | 2017 | Jatinegara
KM65S | 49620213 | EGA | LBS MOTORIZED | 2020 | Jatinegara
E214 | E 214131415 | ABB | PB TRAFO | 2013 | Kramat Jati
E214 | E214-131219 | ABB | LBS (MOTORIZE) | 2013 | Kramat Jati
E214 | E214 - 131268 | ABB | LBS (MOTORIZE) | 2013 | Kramat Jati
E353 | E353-100319-214 | EGA | PB TRAFO | 2019 | Kramat Jati
DB113 | W39-3-0002-DB113-CBO | SCHNEIDER | LBS |  | Bandengan
PD5 | CV 06 - 5090 / 009 | SIEMENS | LBS | 1991 | Pondok Gede
PD5 | CV 06 - 5090 / 009 | SIEMENS | LBS | 1991 | Pondok Gede
PD5 | CV 06 - 5090 / 009 | SIEMENS | PB | 1991 | Pondok Gede
E248 | E248-146518314 | EGA | PB | 2018 | Kramat Jati
KG68 | - | EGA | LBS |  | Marunda
E211A | 22345/032/10/01/E6 | GAE | LBS | 2010 | Pondok Gede
E226 | CV06-5143/002 | SIEMENS | LBS | 1993 | Pondok Gede
E226 | CV06-5143/002 | SIEMENS | LBS | 1993 | Pondok Gede
JS19 | 1056.13.BF | EGA | PB I | 2013 | Pondok Gede
BK264 | 2017CSF63293 | ORMAZABAL | LBS | 2017 | Marunda
E258 | E258-W3246029 | SCHNEIDER | KOPEL ACO | 2018 | Kramat Jati
PM24 | PM24_0336.19.214 | EGA | PB | 2019 | Jatinegara
JS46 | CV06-5090/031 | SIEMENS | LBS | 1991 | Pondok Gede
JR119P | 0090.19.213 | EGA | LBS MOTORISED | 2019 | Pondok Gede
TG102 | - | SCHINEIDER | PB |  | Cengkareng
DT37 | CI-2019-W27-2-0008 | SCHNEIDER | CBOG-1 | 2019 | Lenteng Agung
MD33 | - | EGA | LBS |  | Marunda
GD298 | 1789.18.213 | EGA | LBS |  | Ciracas
CD410 | 0257.19.214 | EGA | PB | 2019 | Bintaro
KJ424 | CI-2019-W28-1-0035-KJ424 | SCHNEIDER | LBS | 2019 | Kebon Jeruk
SN111 | 0 | GAE | CBO |  | Bulungan
PS195 | 2019 CSF 63165 | F & G | PMT | 2019 | Cempaka Putih
KG378 | KG378-2 | MERLIN GERIN | LBS |  | Tanjung Priok
MP64 | 0 | TAMCO | PB |  | Bulungan
KG359 | W39-4-0020 | SCHNEIDER SM6 | LBS | 2014 | Marunda
KG359 | 0307.19.214 | EGA | PB 1 | 2019 | Marunda
KG359 | 0350.19.214 | EGA | PB 2 | 2019 | Marunda
CP112 | CI-2019-W29-1-0006 | SCHNEIDER | PB | 2019 | Ciputat
JR233 | CI-2019-W31-3-0018 | SCHNEIDER SM6 | LBS (MOTORIZED) | 2019 | Pondok Gede
JR233 | CI-2019-W29-1-0043 | SCHNEIDER SM6 | PB | 2019 | Pondok Gede
CP262 | 2019CSF63038 | ORMAZABAL | LBS | 2019 | Ciputat
TD354P | 24537/104/11/04/E6 | GAE | LBS | 2019 | Ciputat
KML1 | 0667.18.212 | EGA | LBS MAN | 2018 | Cengkareng
KML1 | 1840.18.213 | EGA | LBS MOT | 2018 | Cengkareng
KML1 | 1030.18.214 | EGA | PB | 2018 | Cengkareng
KDR180 | 0613.18.214 | EGA | PB | 2018 | Cengkareng
D390 | 2019/CSF63075 | ORMAZABAL | PMT | 2019 | Menteng
DK255 | C1-2017-W08-4-0015 | SCHNEIDER | LBS | 2017 | Cengkareng
GH0157 | 0678.15.209 | EGA | LBS | 2015 | Pondok Gede
GH0157 | SM1051097CI | SCHNEIDER SM6 | LBS | - | Pondok Gede
CKG192 | - | SCHNEIDER | LBS | 2019 | Cengkareng
T42 | 1506.18.213 | EGA | LBS MOTORIZE | 2018 | Menteng
TB79 | CI-2015-W24-1-0039 | SCHNEIDER | PB TRAFO | 2015 | Jatinegara
TB79 | CI-2015-W24-1-0039 | SCHNEIDER | PB TRAFO | 2015 | Jatinegara
BT87 | BT87 | SCHNEIDER | LBS |  | Bintaro
KL40 | CI-2017-W05-1-0038 | SCHNEIDER | PB | 2017 | Bintaro
KL40 | CI-2017-W03-4-0029 | SCHNEIDER | PB | 2017 | Bintaro
CD41D | CD41D | ABB | PB |  | Bintaro
CD46 | SENDANG/ 344.13.B2 | EGA | LBS |  | Bintaro
JS149P | 0382.20.213 | EGA | LBS | 2020 | Pondok Gede
CK165 | - | ABB SAFEPLUS | CBOM |  | Marunda
E246 | 0058.21.214 | EGA | PB | 2021 | Pondok Gede
E246 | 0380.21.213 | EGA | LBS | 2020 | Pondok Gede
PDR22 | 0384.20.213 | EGA | LBS | 2020 | Pondok Gede
PDR22 | 0383.20.213 | EGA | LBS | 2020 | Pondok Gede
PDR22 | 1001.19.214 | EGA | PB | 2019 | Pondok Gede
PIK92 | PIK92-1036-20 | ULUSOY ELECTRIC | LBS | 2020 | Bandengan
PIK92 | PIK92-1405-20-03 | ULUSOY ELECTRIC | CBOM | 2020 | Bandengan
E257 | 0216.19.212 | EGA | PB | 2019 | Pondok Gede
E257 | 0280.19.214 | EGA | LBS | 2019 | Pondok Gede
PIK85 | PIK85-0825-20 | ULUSOY | LBS 1 |  | Bandengan
PIK85 | PIK85-0839-20 | ULUSOY | LBS 2 |  | Bandengan
PIK85 | PIK85-0278-20 | ULUSOY | PB |  | Bandengan
PIK91 | PIK91-0924-20 | ULUSOY | LBS | 2020 | Bandengan
PIK93P | CI.19.W7.1.1.1401 | SCHNEIDER | LBS 1 | 2020 | Bandengan
PIK91 | PIK91-0937-20 | ULUSOY | LBS | 2020 | Bandengan
PIK91 | PIK91.1480-20 | ULUSOY | CBOM | 2020 | Bandengan
PIK91 | PIK91-C1.W31.2.0015 | SCHNEIDER | ACO | 2019 | Bandengan
KG16 | 1241-20 | ULUSOY | PGC |  | Marunda
PK12A | 8125 | EGA | LBS |  | Marunda
CK5 | 0218.21.213 | EGA | PB | 2021 | Marunda
GD297 | 837.2 | ULUSOY ELEKTRIK | LBS | 2020 | Ciracas
JW85 | T73005442624-0035 | SIEMENS | LBS | 2017 | Pondok Gede
MD74 | - | EGA | LBS |  | Marunda
KJ419 | 1959-18-212_KJ419 | EGA | LBS | 2018 | Kebon Jeruk
JW87 | CI.2017.W52.3.0046 | SCHNEIDER | LBS | 2017 | Pondok Gede
JW69 | CI-2018-W34-4-0013 | SCHNEIDER SM6 | LBS | 2018 | Pondok Gede
JW33 | CI-2015-W44-2-0035 | SCHNEIDER SM6 | LBS | 2015 | Pondok Gede
E138C | 4205 | UNINDO FLUOKIT M24+ | PB | 2010 | Pondok Gede
CB140 | 28918213 | EGA | PB | 2018 | Ciracas
GH0055 | 1383.16.213 (MOT) | EGA | LBS | 2016 | Pondok Gede
KB612 | 200.1821 | EGA | LBS | 2018 | Bulungan
KL238 | 3592.17.213 | EGA | LBS MOTORIZE | 2017 | Bulungan
KL238 | 0200.18.234/2018 | EGA | CBOM MOTORIZE | 2018 | Bulungan
KB611 | 3434.17.213 | EGA | LBS MOTORIZE | 2017 | Bulungan
KB504 | 0 | SCHNEIDER | CBOM MOTORIZE |  | Bulungan
BDS21P | BDS21P-CSF.63243 | ORMAZABAL | LBS | 2018 | Bandengan
JW15 | 23069/018/11/01/E6 | GAE | LBS | 2011 | Pondok Gede
GH0121 | W43-5-0049 | SCHNEIDER | LBS | 2015 | Pondok Kopi
GH0121 | W43-3-0002 | SCHNEIDER | LBS | 2015 | Pondok Kopi
GH0121 | W19-2-0025 | SCHNEIDER | LBS | 2016 | Pondok Kopi
GH0121 | 0183.19.213 | EGA | LBS | 2019 | Pondok Kopi
GH0078 | 37315.213 | EGA | LBS |  | Pondok Kopi
GH0078 | CI.2015-W11-0036 | EGA | LBS |  | Pondok Kopi
GH0078 | CI-2015-W40-4-0040 | SCHNEIDER | LBS | 2015 | Pondok Kopi
E15C | E15C-165918213 | EGA | LBS (MOTORIZE) | 2018 | Kramat Jati
E15C | E15C-060918214 | EGA | PB | 2018 | Kramat Jati
BK62 | - | EGA | PB |  | Marunda
BK45 | - | EGA | PB |  | Marunda
MD32 | - | EGA | PB |  | Marunda
E205 | SM1039172CI | SCHNEIDER SM6 | LBS | - | Pondok Gede
E205D | - | KIT.27.2 | PB | - | Pondok Gede
JW66 | 0090.15.211 | EGA | LBS | 2015 | Pondok Gede
JW44 | CI-2014-W04-5-0009 | SCHNEIDER SM6 | LBS | 2014 | Pondok Gede
MN39 | CI-2019-W27-1-1403 | SCHNEIDER RM 6 | LBS (MOTORIZED) | 2019 | Pondok Gede
JW29 | 500411660/1011-05 | ABB SAFEPLUS | PB | 2011 | Pondok Gede
E126N | CI-2016-W13-3-0009 | SCHNEIDER SM6 | PB | 2016 | Pondok Gede
E127N | CI-2015-W52-3-0013 | SCHNEIDER SM6 | LBS | 2015 | Pondok Gede
E172C | SM0132161 | SCHNEIDER SM6 | PB | - | Pondok Gede
JW58 | CI.2018.W21.1.0059 | SCHNEIDER | CBOG | 2018 | Pondok Gede
E108A | CI-2016-W22-3-0060 | SCHNEIDER SM6 | CBOM | 2016 | Pondok Gede
PD32 | CV06-5147/013 | SIEMENS | PB | 199 | Pondok Gede
BK90 | - | SCHNEIDER SM6 | LBS |  | Marunda
E208B | 62271-200 | EGA | LBS | - | Pondok Gede
CD303 | CD303 | GAE | PB |  | Bintaro
KL166 | KL166 | MG | LBS |  | Bintaro
KL17A | KL17A | FLOUMATIC | LBS |  | Bintaro
BT183 | BT183 | ABB | PT |  | Bintaro
KL84 | KL84 | FLUMATIK | PB |  | Bintaro
BT245 | BT245 | ABB | LBS |  | Bintaro
GH0139 | 2645.17.213 | EGA | LBS MOTORIZED | 2017 | Pondok Gede
S156P | 586.2313 | EGA | PB | 2018 | Menteng
CPT6 | C1.2018.W19.6.0018 | SCHNEIDER | LBS | 2018 | Ciputat
GH0150 | - | EGA | LBS | 2017 | Pondok Gede
GH0500 | 10811331 | EGA | LBS | 2013 | Pondok Gede
GH0063 | T73005065334-0067 | SIEMENS | LBS | 2017 | Pondok Gede
GH0064 | 3689.17.213 | EGA | LBS | 2017 | Pondok Gede
GH0064 | 2748.17.213 | EGA | LBS | 2017 | Pondok Gede
GH0064 | 0275.17.213 | EGA | LBS | 2017 | Pondok Gede
GH0064 | 2662.17.213 | EGA | LBS | 2017 | Pondok Gede
GH0064 | 3725.17.213 | EGA | LBS | 2017 | Pondok Gede
GH0501 | 365017213 | EGA | LBS | 2017 | Pondok Gede
GH0501 | 256817213 | EGA | LBS | 2017 | Pondok Gede
JS250 | 0698.18.212 | EGA | LBS | 2018 | Pondok Gede
JS250 | 1568.18.213 | EGA | LBS MOTORIZED | 2018 | Pondok Gede
KB283 | 0376.18.214 | EGA | PB | 2018 | Bulungan
KL134 | C1.2018 W381.0014 | SCHNEIDER | LBS MOTORIZE | 2018 | Bulungan
KL134 | C1 2018 W421 | SCHNEIDER | CBOM MOTORIZE | 2018 | Bulungan
RG214 | 63212 | ORMAZABAL | LBS-1 |  | Lenteng Agung
BT395 | CI-2018-W13-2-0070 | SCHNEIDER | LBS | 2018 | Bintaro
BT395 | CI-2017-W52-4-0036 | SCHNEIDER | LBS | 2017 | Bintaro
BT395 | 0510.18.214 | EGA | PB | 2018 | Bintaro
BT400 | CI-2018-W28-5-0005 | SCHNEIDER | LBS | 2018 | Bintaro
DGN1 | 1698.18.212 | EGA | LBS MANUAL | 2018 | Cengkareng
DGN1 | 2658.18.213 | EGA | LBS MOTORIZE | 2018 | Cengkareng
DGN1 | CI-2017-W31-2-0009 | SCHINEIDER | PB | 2017 | Cengkareng
DGN2 | C1.2018.W32.1.0026 | SCHINEIDER | LBS MANUAL | 2018 | Cengkareng
DGN2 | C1.2018.W20.1.0009 | SCHINEIDER | LBS MOTORIZE | 2018 | Cengkareng
PD4 | PD4-61098 | ORMAZABAL | PB | 2018 | Kramat Jati
BDS3 | CI.2018.W35.5.0036 | SCHNEIDER SM6 | LBS MOTORIZE | 2018 | Bandengan
PM46 | PM46 | SCHNEIDER | LBS-3 |  | Lenteng Agung
KJ413 | KJ413 - CI-2018-W18-4-001 | SCHNEIDER | LBS MANUAL | 2018 | Kebon Jeruk
KJ413 | KJ413 - CI-2018-W29-1-000 | SCHNEIDER | LBS MANUAL | 2018 | Kebon Jeruk
KJ413 | KJ413 - 0316.18.214 / 201 | EGA | PB TRAFO | 2018 | Kebon Jeruk
KJ414 | KJ414 - CI-2018-W20-4-002 | SCHNEIDER | LBS MANUAL | 2018 | Kebon Jeruk
KJ414 | KJ414 - CI-2018-W20-3-000 | SCHNEIDER | LBS MANUAL | 2018 | Kebon Jeruk
KJ414 | KJ414 - 0317.18.214 | EGA | PB TRAFO | 2018 | Kebon Jeruk
CK176 | W28-6-0029 | SCHNEIDER | LBS |  | Marunda
CK176 | S/N 1803298 | EGA | LBS |  | Marunda
CK176 | S/N 1805421 | EGA | PB |  | Marunda
KG92 | W23-4-0018 | SCHNEIDER | LBS/CBOM |  | Marunda
KG55 | W22-1-0022 | SCHNEIDER | LBS/CBOM |  | Marunda
JS251 | 0797.18.214 | EGA | PB | 2018 | Pondok Gede
JW94 | 0896.18.214 | EGA | PB | 2018 | Pondok Gede
JW93 | 1866.18.213 | EGA | LBS MOTORIZED | 2018 | Pondok Gede
JW90 | CI. 2018.W38.3.0041 | SCHNEIDER | LBS | 2018 | Pondok Gede
CL38 | S/N 17121022 | EGA | PB |  | Marunda
CK68 | W20-3-0029 | SCHNEIDER | LBS/CBOM |  | Marunda
KG94 | W21-1-0055 | SCHNEIDER | LBS |  | Marunda
KG94 | W21-3-0035 | SCHNEIDER | LBS |  | Marunda
KG94 | W30-1-0023 | SCHNEIDER | PGC |  | Marunda
CGR55 | 63154 | ORMAZABAL | LBS-2 |  | Lenteng Agung
E243 | CI.2018.W17.4.0014 | SCHNEIDER SM6 | LBS |  | Ciracas
E243 | - | SCHNEIDER SM6 | PB |  | Ciracas
BK134 | W28-4-0021 | SCHNEIDER | LBS |  | Marunda
CL13 | S/N 1801729 | EGA | LBS |  | Marunda
CL13 | S/N 18041696 | EGA | PGC |  | Marunda
KG296 | W28-4-0021 | SCHNEIDER | CBOM |  | Marunda
GD292P | 502308268/2001.024 | ABB SAFEPLUS | LBS | 2018 | Ciracas
GD292P | 502308268/3001.028 | ABB SAFEPLUS | PB | 2018 | Ciracas
GD292P | 502308268/1001.008 | ABB SAFEPLUS | LBS | 2018 | Ciracas
GD357P | 1881.18.213 | EGA | LBS | 2018 | Ciracas
GD149 | 0720.18.214 | EGA | PB |  | Ciracas
BK220 | - | EGA | LBS |  | Marunda
BK219 | - | EGA | LBS |  | Marunda
CKG155 | 0459-16-212 | EGA | LBS | 2017 | Cengkareng
TA8 | - | KIT27.2 | LBS |  | Cengkareng
JGK22 | 0206.16.212 | EGA | LBS-2 |  | Lenteng Agung
CD35 | CD35 | C.PLASMA | PB |  | Bintaro
CD35A | CD35A | EGA | LBS |  | Bintaro
CD35A | CD35A | FLUOKIT M | METERING |  | Bintaro
CD381 | CD381 | EGA | PB |  | Bintaro
CD58C | CD58C | FLOUKIT M | LBS |  | Bintaro
CD184 | CD184 | FLUKIT M | PGDB |  | Bintaro
CD375 | CD375 | EGA | LBS |  | Bintaro
BT225 | BT225 | EGA | LBS |  | Bintaro
BT225 | BT225 | GAE | LBS |  | Bintaro
KJ435 | KJ435 CI-2020-W20-1-0037 | SCHNEIDER | LBS | 2020 | Kebon Jeruk
KJ435 | KJ435 CI-2019-W39-4-0045 | SCHNEIDER | PB TRAFO | 2020 | Kebon Jeruk
K145 | t73005065334-0146 | SIEMENS | LBS MOTORIZE | 2017 | Jatinegara
E446 | E466-14040 | UNINDO | LBS | 2011 | Kramat Jati
E446 | E446-14086 | UNINDO | LBS | 2011 | Kramat Jati
GD447 | 2600.17.213 | EGA | LBS |  | Ciracas
GD447 | CI.2019.1W36.1.0034 | SCHNEIDER SM6 | PB |  | Ciracas
CK69 | 2286-19 | ULUSOY | PGC |  | Marunda
PM268 | CI-2016-W05-4-0014 | SCHNEIDER | LBS-1 |  | Lenteng Agung
DK206 | CI-2018-W31-4-0013 | SCHINEIDER | LBS | 2018 | Cengkareng
CK123 | 2283-19 | ULUSOY | PGC |  | Marunda
KJ436 | KJ436 1641-19 | ULUSOY | LBS MOTORIZE | 2019 | Kebon Jeruk
SP29 | - | FLOUKIT - M | PMT |  | Menteng
K63CN | C1-2017-W31-5-0049 | SCHNEIDER | CBO PENYULANG | 2017 | Jatinegara
KM17 | 1610.18.213 | EGA | CBO PELANGGAN | 2018 | Jatinegara
KM74 | CI-2020-W20-3-0022 | SCHNEIDER | LBS | 2020 | Jatinegara
K74 | 0122.19.213 | EGA | LBS MOTORIZED | 2019 | Jatinegara
BT424 | 2242-19 | ULUSOY | LBS | 2019 | Bintaro
KG137 | 2160-19 | ULUSOY | LBS | 2020 | Marunda
JW85 | T73005442624-0046 | SIEMENS | LBS | 2017 | Pondok Gede
PK280 | - | EGA | PB |  | Marunda
E182 | CI-2015-W38-1-0038 | SCHNEIDER SM6 | CBO | 2015 | Pondok Gede
PD38 | CI-2018-W20-5-0028 | SCHNEIDER SM6 | CBO | 2018 | Pondok Gede
PD38 | CI-2016-W50-2-0019 | SCHNEIDER SM6 | LBS | 2016 | Pondok Gede
S99 | 2018.W29.6.0051 | SCHNEIDER | LBS | 2018 | Menteng
T406 | 0 | SCHNEIDER | LBS MOTORIZE | 2018 | Menteng
KJ418 | 0883-18-214_KJ418 | EGA | PB | 2018 | Kebon Jeruk
KJ419 | 1969-18-214_KJ419 | EGA | PB | 2018 | Kebon Jeruk
CP36A | 0165.16.214 | EGA | PB | 2016 | Ciputat
E332P | T73005052683-0106 | SIEMENS | LBS | 2017 | Pondok Gede
E332P | T73005065334-0174 | SIEMENS | PB | 2017 | Pondok Gede
E81 | 1208.17.213 | EGA | LBS | 2017 | Pondok Gede
E81 | SM0703043 | SCHNEIDER SM6 | LBS | 2011 | Pondok Gede
E81 | 843.13.BF | EGA | PB | 2013 | Pondok Gede
JW69 | CI-2018-W21-5-0047 | SCHNEIDER SM6 | LBS | 2018 | Pondok Gede
E138A | 14481 | UNINDO FLUOKIT M24+ | LBS | 2011 | Pondok Gede
E138C | 1282 | UNINDO FLUOKIT M | PB | 1994 | Pondok Gede
E70 | E70-W3550037 | SCHNEIDER | LBS | 2018 | Kramat Jati
JS94 | 1063.17.212 | EGA | LBS | 2017 | Pondok Gede
JS94 | 0557.17.214 | EGA | PB | 2017 | Pondok Gede
MP237 | 2240.17.213 | EGA | LBS MOTORIZE | 2017 | Bulungan
MP237 | 0211.18.212/2018 | EGA | PB | 2018 | Bulungan
MP236 | 0210.18.212/2018 | EGA | PB | 2018 | Bulungan
PP80 | 0 | SCHNEIDER | CBOM MOTORIZE |  | Bulungan
MP117 | 0696.18.234.2018 | EGA | CBOM MOTORIZE | 2018 | Bulungan
GH0121 | W19-7-0006 | SCHNEIDER | LBS | 2016 | Pondok Kopi
GH0078 | 177417213 | EGA | LBS |  | Pondok Kopi
GH0078 | CI.2015-W11-3-0013 | EGA | LBS |  | Pondok Kopi
GH0191 | 0409.15.213 | SCHNEIDER | LBS |  | Pondok Kopi
GH0087 | 0394.15.213 | EGA | LBS |  | Pondok Kopi
GH0078 | CI-2018-W38-4-0072 | EGA | LBS |  | Pondok Kopi
GH0078 | 1389.17.213 | EGA | LBS |  | Pondok Kopi
JW41 | 24914/105/11/01/E6 | GAE | LBS | 2011 | Pondok Gede
JW41 | 24910/105/11/01/E6 | GAE | LBS | 2011 | Pondok Gede
BK62 | - | EGA | LBS |  | Marunda
MD30 | - | EGA | LBS |  | Marunda
MD30 | - | EGA | PB |  | Marunda
MD32 | - | EGA | LBS |  | Marunda
JS116P | 500411660/4011-07 | ABB SAFEPLUS | LBS | 2011 | Pondok Gede
JS239 | 1361.16.213 | EGA | LBS | 2016 | Pondok Gede
PD53P | 9918S070 | F&G | LBS | 1999 | Pondok Gede
PD53P | 9918S070 | F&G | PB | 1999 | Pondok Gede
MN39 | CI-2021-W39-5-1401 | SCHNEIDER RM 6 | LBS (MOTORIZED) | 2021 | Pondok Gede
CD44 | CD44 | MG | PB |  | Bintaro
CD44 | CD44 | MG | PB |  | Bintaro
CD6 | CD6 | FLUKIT M | LBS |  | Bintaro
BT157 | BT157 | SCHNEIDER | LBS |  | Bintaro
K235 | W32-4-1402 | SCHNEIDER | LBS | 2019 | Menteng
MK71 | PB1-MK71 | ABB | PB |  | Bandengan
CKG175 | IDABB420030290 | ABB | PT | 2020 | Cengkareng
CK44C | - | SIEMENS | PB |  | Marunda
BK288 | - | ULUSOY | LBS |  | Marunda
BK288 | - | ULUSOY | LBS |  | Marunda
RG217 | RG217 | ABB | PB-1 |  | Lenteng Agung
E35D | E35D-055917214 | EGA | LBS | 2017 | Kramat Jati
E35D | E35D-110717213 | EGA | PB TRAFO | 2017 | Kramat Jati
CK102 | - | SCHNEIDER | PB |  | Marunda
KJ78 | RMU 1991/345_KJ78 | F & G | LBS |  | Kebon Jeruk
KJ78 | RMU 1991/345_KJ27 | F & G | PB |  | Kebon Jeruk
KJ72 | CV06-5080/040 | ORMAZABAL | PB | 1992 | Kebon Jeruk
KJ106 | CV 06-5143/016 | SIEMENS | PB |  | Kebon Jeruk
MK207 | 36530009 | SCHINEIDER | LBS MOT | 2017 | Cengkareng
CK92 | - | EGA | LBS |  | Marunda
SP226 | RMU1991/353-SP 226 | F & G | RMU |  | Kebon Jeruk
E370 | E370-CSF63245 | ORMAZABAL | LBS | 2019 | Kramat Jati
CNK31 | CI-2019-W40-4-1406 | SCHNEIDER | LBS | 2019 | Ciputat
PML33 | 2397-19 | ULUSOY | LBS | 2019 | Ciputat
BDA2 | 0360-15-211 | EGA | PB | 2015 | Cengkareng
CP166 | CI-2020-W03-5-0011 | SCHNEIDER | LBS | 2020 | Ciputat
TA78 | CI-2020-W03-5-0006 | SCHINEIDER | LBS MOT | 2020 | Cengkareng
KL178 | 19670 | GAE | PB |  | Kebon Jeruk
KB41A | CI-2019-W38-2-0012 | Schneider SM6 | PB MANUAL | 2019 | Menteng
KB79A | CI-2017-W44-2-0035 | Schneider SM6 | LBS MOTORIZE | 2019 | Menteng
KB79A | 0348.19.213 | EGA | LBS MOTORIZE | 2019 | Menteng
KN204P | CI-2019-W29-3-0043 | Schneider SM6 | PB MANUAL | 2019 | Menteng
KN205 | 2019CSF63066 | ORMAZABAL | LBS MANUAL | 2019 | Menteng
CK182 | - | ORMAZABAL | LBS |  | Marunda
CK157 | - | SCHNEIDER | LBS |  | Marunda
CK157 | - | SCHNEIDER | PB |  | Marunda
S5N | 2763.17.213 | EGA | LBS Motorized | 2017 | Menteng
SP137 | CI-2019-W36-1-0042 | Schneider SM6 | PB 1 | 2019 | Menteng
SP195 | CI-2019-W34-5-0018 | Schneider SM6 | LBS Motorized | 2019 | Menteng
SP21 | 0269.19.213 | EGA | LBS Motorized | 2019 | Menteng
SP225N | 2019CSF63044 | Ormazabal | LBS Manual | 2019 | Menteng
SP26B | CI-2019-W34-2-0014 | Schneider SM6 | PB 3 | 2019 | Menteng
SP66 | 2019CSF63050 | Ormazabal | LBS Motorized | 2019 | Menteng
MN45 | CL-2020-W08-1-0027 | SCHNEIDER | LBS MOTORISED | 2020 | Pondok Gede
JR237 | 2544-19 | ULUSOY | CBOG | 2019 | Pondok Gede
KN247 | CI-2019-W36-2-0001 | Schneider SM6 | PB MANUAL | 2019 | Menteng
KN248 | CI-2019-W38-4-0039 | Schneider SM6 | LBS MOTORIZE |  | Menteng
KN30 | CI-2019-W11-3-0037 | Schneider SM6 | CBOG | 2019 | Menteng
KN30 | 0271.19.213 | EGA | LBS MOTORIZE | 2019 | Menteng
KN4 | CI-2019-W34-3-0006 | Schneider SM6 | LBS MOTORIZE |  | Menteng
KN4 | - | EGA | LBS | 2021 | Menteng
KN96P | 2019CSF63254 | ORMAZABAL | LBS MOTORIZE |  | Menteng
KN96P | 2019CSF63244 | ORMAZABAL | LBS MOTORIZE | 2019 | Menteng
KN96P | 2019CSF61113 | ORMAZABAL | PB MANUAL | 2019 | Menteng
KS1A | 2019CSF63158 | ORMAZABAL | LBS MOTORIZE | 2019 | Menteng
KS20 | CI-2019-W11-3-0041 | Schneider SM6 | CBOG | 2019 | Menteng
CB98P | 0013.21.213 | EGA | LBS |  | Ciracas
CK97 | - | EGA | PB |  | Marunda
PM361 | 0052.20.212 | EGA | LBS-2 | 2020 | Lenteng Agung
PM361 | 0455.20.234 | EGA | PGDB-1 | 2020 | Lenteng Agung
PML38 | 0414-20 | ULUSOY ELECTRIC | LBS | 2020 | Ciputat
PML38 | 1406-20 | ULUSOY ELECTRIC | CBOG | 2020 | Ciputat
GH0036 | 0224.21.213 | EGA | LBS | 2021 | Marunda
GH0036 | 0212.21.213 | EGA | LBS | 2021 | Marunda
GH0036 | 173006435904-000800/008 | SIEMENS | LBS | 2019 | Marunda
GH0036 | 173008435904-000300/003 | SIEMENS | LBS | 2019 | Marunda
GH0036 | 173006435904-001200/012 | SIEMENS | LBS | 2019 | Marunda
GH0036 | 173006435904-00200/002 | SIEMENS | LBS | 2021 | Marunda
GH0036 | 173008435904-001000/010 | SIEMENS | LBS | 2019 | Marunda
GH0258 | 1770.18.210 | EGA | LBS | 2018 | Marunda
GH0033 | CI-2017-W20-4-0038 | SCHNEIDER SM6 | LBS | 2017 | Marunda
PIK52 | PIK52_PB2_0232_20 | ULUSOY | PB TRAFO | 2020 | Bandengan
KG464 | 0429.21.213 | EGA | LBS |  | Tanjung Priok
D186 | W26.2.0054 | SCHNEIDER | CBO-PENYULANG | 2016 | Menteng
TP123 | 0911.18.212 | EGA | PMT | 2018 | Cempaka Putih
CD419 | 2380-19 | ULUSOY | LBS |  | Bintaro
BC275 | 2017CSF63261 | ORMAZABAL | LBS | 2017 | Cengkareng
CK36 | - | SCHNEIDER | CBOM |  | Marunda
BK282 | - | SIEMENS | LBS |  | Marunda
PK53N | - | SCHNEIDER SM6 | LBS |  | Marunda
PK53N | - | SCHNEIDER | PB |  | Marunda
KG239 | 62271-200 | SCHNEIDER | LBS |  | Marunda
KG87 | 17-87-13-BF | SCHNEIDER | LBS |  | Marunda
JS67 | 1141-20 | ULUSOY ELECTRIC | PB | 2020 | Pondok Gede
BK170 | - | SCHNEIDER | PGC |  | Marunda
GD190N | 0332.14.211 | EGA | PB | 2014 | Ciracas
PP146 | CI-2019-W43-6-0076 | SCHNEIDER | CBOM MOTORIZE | 2019 | Bulungan
GH0031 | T73005052683-0119 | SIEMENS | LBS MOTORIZE | 2017 | Bulungan
GH0031 | T73005065334-0004 | SIEMENS | LBS | 2017 | Bulungan
KB331 | 0368-20 | ULLUSOY | LBS MOTORIZE | 2020 | Bulungan
KB331 | 2123-19 | ULLUSOY | PB | 2020 | Bulungan
T447 | 0560-20 | UUSOY | LBS | 2020 | Menteng
KG242 | - | SCHNEIDER | LBS | 2018 | Marunda
KG244 | - | SCHNEIDER | PGC | 2018 | Marunda
PP1 | 0718-20 | ULLUSOY | LBS MOTORIZE | 2020 | Bulungan
PP127 | 0741-20 | ULLUSOY | LBS MOTORIZE | 2020 | Bulungan
PM287 | 1007-20 | ULLUSOY | LBS MOTORIZE | 2020 | Bulungan
MP194 | 2241.19 | ULLUSOY | LBS MOTORIZE | 2019 | Bulungan
CNK32 | 0386-20 | ULUSOY | LBS | 2019 | Ciputat
CNK32 | 0593-20 | ULUSOY | LBS | 2019 | Ciputat
TB5 | 5023.56308/3001-005 | ABB | LBS | 2018 | Jatinegara
CB63P | 73 | SCHNEIDER RM6 | PB |  | Ciracas
CB92 | 1937.18.213 | EGA | LBS | 2018 | Ciracas
KN245 | 0367.19.213 | EGA | LBS MANUAL | 2019 | Menteng
JR37 | 1701.16.213 | EGA | LBS | 2016 | Pondok Gede
CD409 | 1322.18.213 | EGA | LBS | 2018 | Bintaro
CK239 | - | EGA | LBS |  | Marunda
SD217 | 2019-SD247-3 | SCHNEIDER SM6 | PB TRAFO | 2019 | Tanjung Priok
PKX02 | - | EGA | PB |  | Marunda
TD51 | 0321.19.214 | EGA | PB | 2019 | Bulungan
CK239 | - | SCHNEIDER | PGC |  | Marunda
TD108 | CI-2018-W-41-1-0059 | SCHNEIDER | LBS | 2018 | Bulungan
TD108 | 0048.19.214 | EGA | PB | 2019 | Bulungan
TD66 | 1284.18.214 | EGA | PB | 2019 | Bulungan
PP10 | 1249.18.214 | EGA | PB | 2018 | Bulungan
PP10 | 1272.18.214 | EGA | PB | 2018 | Bulungan
TD48 | CI-2019-w-20-3-0023 | SCHNEIDER | LBS MOTORIZE | 2019 | Bulungan
TD48 | CI-2019-w-21-4-0003 | SCHNEIDER | LBS | 2019 | Bulungan
SN42 | CI-2019-W-21-5-0007 | SCHNEIDER | PB | 2019 | Bulungan
MP144 | CI-2019-W17-1-0073 | SCHNEIDER | PB | 2019 | Bulungan
TD33N | 1308.18.214 | EGA | PB | 2018 | Bulungan
TD33N | 0333.19.214 | EGA | PB | 2018 | Bulungan
MD68 | - | ABB UNISWITCH | LBS |  | Marunda
KP4 | - | EGA | PB |  | Marunda
KP4 | -1279.18.214 | EGA | PB 2 | 2018 | Marunda
TA187 | C1-2018-W42-5-0030 | SCHINEIDER | LBS | 2018 | Cengkareng
TA187 | C1-2019-W6-5-0038 | SCHINEIDER | CBOG | 2019 | Cengkareng
BK212 | - | EGA | LBS |  | Marunda
BK275 | - | ORMAZABAL | LBS |  | Marunda
PK39E | PK39E-LBS-2 | GAE | LBS | 2019 | Tanjung Priok
CKG190 | C1-2018-W32-1-0052 | SCHINEIDER | LBS MAN | 2018 | Cengkareng
RM92 | 2018 CSF 63186 | ORMAZABAL | LBS MOT | 2018 | Cempaka Putih
PML28 | C1-W413-1403 | SCHNEIDER | LBS | 2019 | Ciputat
JR114 | 0270.19.214 | EGA | PB | 2019 | Pondok Gede
KJ430 | 1646 â€“ 19-KJ430 | ULUSOY | LBS MOTORIZED | 2019 | Kebon Jeruk
KJ430 | 1119 â€“ 19-KJ430 | ULUSOY | TP | 2019 | Kebon Jeruk
BDA41 | CI-2019-W33-5-0086 | SCHINEIDER | PGC | 2019 | Cengkareng
MD22 | - | SIEMENS | LBS |  | Marunda
PM226 | PM226 | SCHNEIDER | KOPEL ACO-2 |  | Lenteng Agung
CD405 | 5025 76928/7001-007 | ABB | LBS | 2019 | Bintaro
KJ61 | CI-2018-W30-1-0002 | SCHNEIDER | CBO |  | Kebon Jeruk
PB5 | .... | SCHNEIDER | LBS |  | Pondok Kopi
CGR58 | CGR58 | ULUSOY | LBS-1 |  | Lenteng Agung
CD418 | IDBABB419080926 | ABB | LBS | 2019 | Bintaro
PM298 | PM 298 | SCHNEIDER | LBS-7 |  | Lenteng Agung
PML36 | CI-2020-W07-4-0074 | SNEIDER | CBOM | 2020 | Ciputat
GH0037 | 0299-16-213 | EGA | LBS MOT | 2016 | Cengkareng
CK216 | - | ORMAZABAL | LBS |  | Marunda
TG112C | - | EGA | PB | - | Cengkareng
DK25S | 1023.18.214 | EGA | PB | 2018 | Cengkareng
JR147 | 500411660/1021-01 | ABB Safepuls | LBS | 2011 | Pondok Gede
D139 | W30-1-0055 | SCHNEIDER | LBS MOTORIZE | 2019 | Menteng
PM243 | 1926S136 | ORMAZABAL | LBS |  | Bulungan
KB54 | 0017-21 | ULLUSOY | CBOM | 2020 | Bulungan
KB615 | 0986 -29 | ULLUSOY | LBS MOTORIZE | 2020 | Bulungan
MK128 | 9855 | FLUOKIT M | LBS AR | 2019 | Cengkareng
TD13A | CI-2019-W38-2-0014 | SCHNEIDER | PB | 2019 | Bulungan
GH0110 | 0185.19.213 | EGA | LBS | 2019 | Pondok Kopi
SP16J | 14421_SP16J | EGA | LBS | 2017 | Kebon Jeruk
GH0191 | 1704886 | EGA | LBS | 2017 | Pondok Kopi
GH0191 | 1505708 | EGA | LBS | 2015 | Pondok Kopi
GH0191 | 2015-W11-3-0013 | SCHNEIDER SM6 | LBS | 2015 | Pondok Kopi
BK12E | - | SIEMENS | LBS |  | Marunda
BK12E | - | SIEMENS | LBS |  | Marunda
BK12E | - | SIEMENS | PB |  | Marunda
CK251 | - | SCHNEIDER COMPACT | LBS |  | Marunda
KJ230 | -KJ230 | SCHNEIDER | LBS |  | Kebon Jeruk
KL69 | 8813-KL 69 | FLOUKIT M | LBS |  | Kebon Jeruk
TA145P | CSF63370 | ORMAZABAL | LBS | 2019 | Cengkareng
CKG195 | CI-2017-W30-6-0024 | EGA | LBS | 2017 | Cengkareng
BK279 | 2 | SCHNEIDER SM6 | LBS |  | Marunda
PDR6 | CI-2017-W04-4-0019 | SCHNEIDER | LBS | 2017 | Pondok Gede
BK289 | - | ULUSOY | LBS |  | Marunda
GD448 | CI.2020.W03.5.0006 | SCHNEIDER SM6 | LBS | 2020 | Ciracas
KPK67K | KPK67K-03 | ORMAZABAL | PB TRAFO |  | Bandengan
AB237 | AB237_LBS1 | KIT 27.2 | LBS |  | Bandengan
GD41 | 0357.18.212 | EGA | LBS | 2018 | Ciracas
KL74 | 2019.4.0004 | SCHNEIDER | PB | 2019 | Bulungan
GD200 | 861.2 | ULUSOY ELEKTRIK | LBS |  | Ciracas
GD200 | 834.2 | ULUSOY ELEKTRIK | LBS |  | Ciracas
CK31 | - | FLOUKIT M | PGDB |  | Marunda
B65N | B65N-1042.13.BF | EGA | PB TRAFO | 2021 | Bandengan
KG190 | - | EGA | PGC |  | Marunda
T11N | - | MERLIN GERIN | LBS |  | Menteng
PIK61 | PIK61-1926S117 | ORMAZABAL | LBS 2 | 2020 | Bandengan
BK293 | - | SCHNEIDER | LBS |  | Marunda
KB614 | 1014-20 | ULLUSOY | LBS MOTORIZE | 2020 | Bulungan
KB614 | 0719-20 | ULLUSOY | LBS MOTORIZE | 2020 | Bulungan
KB614 | 1092-20 | ULLUSOY | CBOM MOTORIZE | 2020 | Bulungan
PK229 | - | SCHNEIDER | LBS |  | Marunda
RG180 | RG180 | ULUSOY | LBS-6 |  | Lenteng Agung
KB264A | SM1038032 | SCHNEIDER | PB |  | Bulungan
E46F | E46F-190919 | ULUSOY | PB TRAFO | 2019 | Kramat Jati
BT428 | 34920213 | EGA | LBS |  | Bintaro
PIK80 | PIK80-1026-20 | ULUSOY | LBS 1 | 2020 | Bandengan
PIK80 | PIK80-1009-20 | ULUSOY | LBS 2 | 2020 | Bandengan
PIK80 | PIK80-1176-20 | ULUSOY | PB | 2020 | Bandengan
PIK82 | PIK82-1136-20 | ULUSOY | LBS 1 | 2020 | Bandengan
PIK82 | PIK82-1024-20 | ULUSOY | LBS 2 | 2020 | Bandengan
PIK81 | PIK81-1025-20 | ULUSOY | LBS 1 | 2020 | Bandengan
PIK81 | PIK81-1196-20 | ULUSOY | LBS 2 | 2020 | Bandengan
PIK81 | PIK81-0926-20 | ULUSOY | PB | 2020 | Bandengan
TP126 | 39120234 | EGA | CBOG | 2020 | Cempaka Putih
CK201 | - | ORMAZABAL | PGDB |  | Marunda
KM65S | 49220213 | EGA | LBS MOTORIZED | 2020 | Jatinegara
GD213P | 1685.13.213 | EGA | PB | 2013 | Ciracas
KG32 | 0049.21.234 | EGA | CBOM | 2021 | Marunda
MD91 | - | ABB SAFEPLUS | LBS |  | Marunda
MD91 | - | ABB SAFEPLUS | PB |  | Marunda
E246 | 0381.20.213 | EGA | LBS (MOTORIZED) | 2020 | Pondok Gede
E246 | 0464.15.213 | EGA | LBS (MOTORIZED) | 2015 | Pondok Gede
KG39 | - | ORMAZABAL | PGDB |  | Marunda
KG245 | - | SCHNEIDER SM6 | LBS |  | Marunda
PG82 | 0062.21.214 | EGA | PB TRAFO | 2021 | Pondok Kopi
CKG41 | -IDABB420030285 | ABB | PB | 2020 | Cengkareng
GD70 | CI.2018.W17.4.0037 | SCHNEIDER SM6 | LBS | 2018 | Ciracas
KJ417 | 0913-18-212_KJ417 | EGA | LBS | 2018 | Kebon Jeruk
E172 | 1201.17.213 | EGA | LBS | 2017 | Pondok Gede
CB140 | CI.2018.W2220008 | SCHNEIDER | LBS | 2018 | Ciracas
KB612 | 0837.18.214 | EGA | PB | 2018 | Bulungan
MP237 | 0701.18.213 | EGA | LBS MOTORIZE | 2018 | Bulungan
JW20 | SB-2011-W16-6-0066 | SCHNEIDER RM6 | LBS | 2011 | Pondok Gede
GH0078 | 137317213 | EGA | LBS |  | Pondok Kopi
GH0078 | 37715213 | EGA | LBS |  | Pondok Kopi
GH0078 | 1370.17.213 | EGA | LBS |  | Pondok Kopi
BK62 | - | EGA | LBS |  | Marunda
MD30 | - | EGA | LBS |  | Marunda
JR100 | 0458.18.214 | EGA | PB | 2018 | Pondok Gede
E12Y | E12Y-088818214 | EGA | PB | 2018 | Kramat Jati
CP275 | C1-2018-W29-4-0050 | SCHNEIDER MOTORIZED | LBS | 2018 | Ciputat
MB109 | 2244.17.213/2017 | EGA | LBS MOTORIZED | 2017 | Bandengan
MB109 | 1216.18.213/2018 | EGA | LBS MOTORIZED | 2018 | Bandengan
MB109 | 0967.16.216/2016 | EGA | CBOM | 2016 | Bandengan
CL45N | 0283.18.212 | EGA | LBS | 2019 | Marunda
GH0085 | 0295.17.213 | EGA | LBS | 2017 | Pondok Kopi
GH0085 | 0249.17.213 | EGA | LBS | 2017 | Pondok Kopi
GH0607 | CI-2016-W49-1-0054 | SCHNEIDER | LBS | 2016 | Pondok Kopi
GH0607 | CI-2016-W18-5-0019 | SCHNEIDER | LBS | 2016 | Pondok Kopi
GH0607 | CI-2012-W40-4-0026 | SCHNEIDER | LBS | 2012 | Pondok Kopi
GH0095 | W43-2-0047 | SCHNEIDER | LBS | 2015 | Pondok Kopi
GH0095 | W42-7-0010 | SCHNEIDER | LBS | 2015 | Pondok Kopi
GH0095 | 0385.15.213 | EGA | LBS | 2015 | Pondok Kopi
TP108N | ULUSOYELECTRIC/PMT/KOPEL1 | ULUSOY ELECTRIC | PMT |  | Cempaka Putih
MK442 | PGC-MK442 | SCHNEIDER | PGC |  | Bandengan
CK227 | - | SCHNEIDER | LBS |  | Marunda
PIK53 | PGDB PIK53-0031-21-234 | EGA | PGDB |  | Bandengan
PDR21 | 0387.20.213 | EGA | LBS (MOTORIZED) | 2020 | Pondok Gede
PDR21 | 0385.20.213 | EGA | LBS (MOTORIZED) | 2020 | Pondok Gede
CKG196 | 0363.20.213 | EGA | LBS MAN | 2020 | Cengkareng
D150 | W39-4-1401 | Schneider | LBS | 2019 | Menteng
GH0086 | 0285.17.213 | EGA | LBS | 2017 | Pondok Kopi
PGS16 | 0824-20 | ULUSOY | LBS | 2021 | Marunda
PGS16 | 0673-20 | ULUSOY | LBS | 2021 | Marunda
PGS13 | 0672-20 | ULUSOY | PB | 2021 | Marunda
PGS14 | 0829-20 | ULUSOY | LBS | 2021 | Marunda
KB69 | C1.2018.W28.2.0004 | SCHNEIDER | LBS MOTORIZE | 2018 | Bulungan
GD18A | 738.2 | ULUSOY ELEKTRIK | LBS | 2020 | Ciracas
GD24 | 0086.21.214 | EGA | PB | 2021 | Ciracas
GD83 | 729.2 | ULUSOY ELEKTRIK | LBS | 2020 | Ciracas
CB19P | 0030.21.213 | EGA | LBS | 2021 | Ciracas
TD320 | 0153.21.213 | EGA | LBS MOTORIZE | 2021 | Bulungan
PIK66 | PIK66-1376-20 | ULUSOY | LBS 1 | 2020 | Bandengan
GD57A | 245.2 | ULUSOY ELEKTRIK | PB |  | Ciracas
PGS13 | 0272-20 | ULUSOY | LBS | 2021 | Marunda
KB506 | 1227-20 | ULLUSOY | CBOM MOTORIZE | 2020 | Bulungan
MD52 | - | EGA | LBS |  | Marunda
PM274P | 2019CSF60017 | ORMAZABAL | LBS-1 | 2019 | Lenteng Agung
T154 | - | ULUSOY | LBS |  | Menteng
KB616 | 0472.21.213 | EGA | LBS MOTORIZE | 2021 | Bulungan
KB616 | 0466.21.213 | EGA | LBS MOTORIZE | 2021 | Bulungan
KG462 | 0524.20.213 | EGA | LBS MOTORIZE | 2020 | Tanjung Priok
BK10 | 0230.21.213 | EGA | LBS | 2021 | Marunda
GH0033 | T73005065334-0143 | SIEMENS | LBS | 2017 | Marunda
PM362 | 1363-20 | ULUSOY | LBS-1 | 2020 | Lenteng Agung
PM362 | 1378-20 | ULUSOY | LBS-2 | 2020 | Lenteng Agung
PM362 | 1407-20 | ULUSOY | CBOM | 2020 | Lenteng Agung
KP3 | - | FLOUKIT M | PB 2 |  | Marunda
MB59N | CI-2019-W01-4-001/2019 | SCHNEIDER SM6 | PGC | 2019 | Bandengan
PP4 | 1186.18.214 | EGA | PB | 2018 | Bulungan
GH0124 | 0829.18.212 | EGA | LBS | 2018 | Marunda
PK68A | W42-4-0049 | SCHNEIDER | LBS/CBOM | 2018 | Marunda
E56A | 1236 | UNINDO FLUOKIT M | LBS | 1997 | Pondok Gede
D83 | D83 | ULUSOY | CBO |  | Kebon Jeruk
JR62P | CI-2020-W08-1-0029 | SCHNEIDER SM6 | LBS (MOTORIZED) | 2020 | Pondok Gede
KJ399 | CI-2017-W44-4-0050-KJ399 | SCHNEIDER | CBO |  | Kebon Jeruk
TA190 | 1366 - 20 | ULUSOY | LBS | 2020 | Cengkareng
KPK67K | KPK67K-01 | ORMAZABAL | LBS 1 |  | Bandengan
MP20 | 1888-19 | ULLUSOY | PB | 2019 | Bulungan
MP20 | 1443.2 | ULLUSOY | CBO | 2020 | Bulungan
KJ437 | 0506.20.213 (KJ437) | EGA | MANUAL | 2020 | Kebon Jeruk
KJ437 | 0062.20.212 (KJ437) | EGA | PB TRAFO | 2020 | Kebon Jeruk
GD255 | 1148.2 | ULUSOY ELEKTRIK | PB | 2020 | Ciracas
PIK55 | PIK55-0280-20 | ULUSOY | PB |  | Bandengan
AB256P | AB256_LBS1 | SCHNEIDER RM6 | LBS |  | Bandengan
PIK86 | PIK86-0862-20-LBS1 | ULUSOY | LBS 1 | 2020 | Bandengan
PIK87 | PIK87-0828-20 | ULUSOY | LBS 2 | 2020 | Bandengan
PIK87 | PIK87-0262-20 | ULUSOY | PB | 2020 | Bandengan
MP174 | 0399.20.234 | EGA | CBOM MOTORIZE | 2020 | Bulungan
GD24 | 0010.21.213 | EGA | LBS | 2021 | Ciracas
TD341 | 1403.18.213 | EGA | LBS | 2018 | Bulungan
KL39 | 0086.19.214 (KL39) | EGA | PB TRAFO I | 2019 | Kebon Jeruk
DB110 | CI2018 W45.2.0033 | SCHNEIDER | CBO |  | Bandengan
CPT9 | 0700.18.212 | EGA | LBS | 2018 | Ciputat
CPT9 | 1038.18.214 | EGA | PB | 2018 | Ciputat
TD225 | 1422.18.213 | EGA | LBS MOTORIZE | 2018 | Bulungan
GD62 | 2570.17.213 | EGA | LBS | 2017 | Ciracas
GD62 | 1274.18.214 | EGA | PB | 2018 | Ciracas
GD299P | 1241.17.214 | EGA | PB |  | Ciracas
GD299P | SM.0300440 | SCHNEIDER SM6 | LBS |  | Ciracas
K123 | CI-2019-W20-6-0079 | Schneider SM6 | CBOG | 2019 | Menteng
K2C | 35319213 | EGA | LBS MOTORIZE | 2019 | Menteng
KB329 | 1475.18.214 | EGA | PB MANUAL | 2018 | Menteng
SP131 | CI-2019-W27-1-0022 | Schneider SM6 | LBS Motorized | 2019 | Menteng
KN30 | W26-2-060 | Schneider | CBO-JAR | 2016 | Menteng
KS39 | 1248.18.213 | EGA | LBS MOTORIZE | 2018 | Menteng
KS75 | CI-2019-W20-4-0017 | Schneider SM6 | LBS MOTORIZE | 2019 | Menteng
TB81 | 524/12/BL | EGA | LBS | 2012 | Jatinegara
TB15 | CI-2019-W38-2-0075 | SCHNEIDER | CBOG | 2019 | Jatinegara
GD170 | 0172.19.212 | EGA | LBS | 2019 | Ciracas
KPK64K | KPK64K_419101053_1 | ABB SAFEPLUS | LBS | 2019 | Bandengan
KJ251 | 117 | AREVA | LBS |  | Kebon Jeruk
SP240 | RMU 1991/447 | F&G | PB |  | Kebon Jeruk
DK53 | 13027703 | ORMAZABAL | LBS |  | Kebon Jeruk
KJ184P | CV06-5091/010 | SIEMENS | PB |  | Kebon Jeruk
PL267 | 502541141/1001-013 | ABB SAFEPLUS | PB | 2019 | Pondok Kopi
PL269 | 502541141/2001/060 | ABB SAFEPLUS | PB | 2019 | Pondok Kopi
PL275 | CI - 2019 - W31 -3 -0045 | SCHNEIDER | LBS |  | Pondok Kopi
SP246 | 19927 | GAE | LBS |  | Kebon Jeruk
SP246 | 19927 | GAE | PB |  | Kebon Jeruk
SP271 | CI-2018-W29-2-0006 | SCHNEIDER | LBS |  | Kebon Jeruk
SP28P | CV-812243-0040/015 | SIEMENS | PB |  | Kebon Jeruk
SP245 | T73005114924-030000/004 | SIEMENS | PB |  | Kebon Jeruk
KG456 | - | SCHNEIDER | LBS |  | Tanjung Priok
KG456 | - | SCHNEIDER | CBOM |  | Tanjung Priok
SD248 | - | ULUSOY | LBS |  | Tanjung Priok
KJ98 | CV06-5140/012 | SIEMENS | LBS |  | Kebon Jeruk
SP17 | CI-2018-W21-0026 | SCHNEIDER | LBS |  | Kebon Jeruk
SP17 | CI-2012-W30-2-0025 | SCHNEIDER | PGC |  | Kebon Jeruk
SP17 | CI-20120-W29-5-0012 | SCHNEIDER | PGC |  | Kebon Jeruk
PB5 | ... | SCHNEIDER | CBOM |  | Pondok Kopi
PB5 | ... | SCHNEIDER | PB |  | Pondok Kopi
GNS37 | GNS37_LBS3 | SCHNEIDER SM6 | CBOG |  | Bandengan
GH0073 | CI-2020-w07-5-0021 | SCHINEIDER | LBS MOT | 2020 | Cengkareng
E388 | E388-CSF61412 | ORMAZABAL | PB TRAFO | 2019 | Kramat Jati
CK180 | - | ORMAZABAL | LBS |  | Marunda
BK152 | - | ORMAZABAL | LBS |  | Marunda
PM298 | PM 298 | SCHNEIDER | LBS-9 |  | Lenteng Agung
MP42 | imci2019-w48-2-0042 | SCHNEIDER | LBS MOTORIZE | 2019 | Bulungan
MP42 | imci2018-w36-5-0043 | SCHNEIDER | LBS MOTORIZE | 2018 | Bulungan
E445 | E445-CI2020WO430006 | SCHNEIDER | LBS | 2020 | Kramat Jati
KJ419 | 0946-18-212_KJ419 | EGA | LBS | 2018 | Kebon Jeruk
JS130P | 369117213 | EGA | LBS | 2017 | Pondok Gede
JS130P | 93016214 | EGA | PB | 2018 | Pondok Gede
PL261 | Cl - 2018 - W29 -1 -0027 | SCHNEIDER | LBS | 2018 | Pondok Kopi
BT396 | 0802.18.214 | EGA | PB | 2018 | Bintaro
BT405 | 0729.18.214 | EGA | PB | 2018 | Bintaro
E157B | CI.2016.W42.1.0033 | SCHNEIDER SM6 | LBS |  | Ciracas
JR156 | 24302/104/11/01/E6 | GAE | LBS | 2011 | Pondok Gede
JR137 | 0707.14.209 | EGA | LBS | 2014 | Pondok Gede
GD360 | T73005555599.0150 | SIEMENS | PB | 2018 | Ciracas
CK26 | - | SCHENEIDER | LBS |  | Marunda
JS205 | 157617212 | EGA | LBS | 2017 | Pondok Gede
GD50C | 1666.18.213 | EGA | LBS | 2013 | Ciracas
JR45 | 77018214 | EGA | PB | 2018 | Pondok Gede
JS39 | SM0943006CI | SCHNEIDER SM6 | PB | 2009 | Pondok Gede
JW13 | 0175.19.213 | EGA | LBS MOTORIZED | 2019 | Pondok Gede
JR107 | CI-2016-W08-2-0037 | SCHNEIDER SM6 | CBO | 2016 | Pondok Gede
PM243 | 1926S136 | ORMAZABAL | PB |  | Bulungan
RG57 | 19285142 | ORMAZABAL | PB |  | Bulungan
KB13 | 1928S158 | ORMAZABAL | LBS |  | Bulungan
KB498 | 1930S028 | ORMAZABAL | PB |  | Bulungan
KB502 | 1927S157 | ORMAZABAL | PB |  | Bulungan
MP124 | 1926S194 | Ormazabal | LBS | 2019 | Bulungan
DMB1 | C1-2019-W31-5-0005 | SCHINEIDER | LBS | 2019 | Cengkareng
DMB1 | C1-2019-W28-2-0015 | SCHINEIDER | PB | 2019 | Cengkareng
MK207 | 440008 | SCHNEIDER | LBS ARS | 2020 | Cengkareng
BTAB | 502637997/4001-028 | ABB SAFEPLUS | LBS | 2019 | Pondok Kopi
BTAB | 500411660/9001-32 | ABB SAFEPLUS | LBS | 2011 | Pondok Kopi
BTAB | 502637997/3001-012 | ABB SAFEPLUS | PB | 2019 | Pondok Kopi
MG69 | 0 | SCHNEIDER | LBS MOTORIZE | 2017 | Menteng
KS19 | 0344.19.213 | EGA | LBS MOTORIZE | 2019 | Menteng
GD92 | CI.2018.W43.3.0007 | SCHNEIDER SM6 | LBS |  | Ciracas
BT422 | C1-2019-1038-3-1401 | SCHNEIDER | LBS | 2019 | Bintaro
BT421 | C1-2019-W43-5-1403 | SCHNEIDER | LBS | 2019 | Bintaro
KB201 | PBL1708901/2017 | EGA | LBS MOTORIZE |  | Bulungan
KB201 | PBL1612225/2017 | EGA | LBS |  | Bulungan
BTC39 | CI.2019.W48.2.0047 | SCHINEIDER | LBS MOT | 2019 | Cengkareng
BTC39 | CI.2019.W30.0020 | SCHINEIDER | PB | 2019 | Cengkareng
MK246 | 8636909 | MG | PGDB |  | Cengkareng
JTK1 | 1655.18.213 | EGA | LBS |  | Ciracas
K30N | CI-2019-W43-3-0005 | SCHNEIDER | PB | 2019 | Jatinegara
KG70 | -123 | SCNEIDER SM6 | PB |  | Tanjung Priok
MB108 | CI-2019-W32.1.-005 | SCHNEIDER SM6 | ACO/SACO | 2019 | Bandengan
CK251 | - | SCHNEIDER COMPACT | LBS |  | Marunda
B19BIS | SPK.206.PJ/611/DISJAYA/07 | SCHNEIDER SM6 | CBO | 2017 | Bandengan
GD440 | CI.2019.W20.3.0032 | SCHNEIDER SM6 | LBS | 2019 | Ciracas
K221 | W35-5-0053 | SCHNEIDER | LBS | 2018 | Menteng
PS197 | 2019CSF63169 | F & G | PMT | 2019 | Cempaka Putih
DK228 | CI-2020-W05-1-0014 | SCHINEIDER | LBS MOT | 2020 | Cengkareng
CP517 | SM6-IM-1AC12.5 | SCHNEIDER | LBS | 2018 | Ciputat
KJ112 | KJ112-PB | SCHNEIDER | PGC | 2019 | Kebon Jeruk
BK281 | - | SCHNEIDER | PB |  | Marunda
BK31 | - | SIEMENS | LBS |  | Marunda
K277P | 2019CSF63071 | ORMAZABAL | LBS MOTORIZE | 2019 | Menteng
TB15 | CI-2020-W04-4-0012 | SCHNEIDER | LBS | 2020 | Jatinegara
KM124N | 0708-20 | ULUSOY | LBS MOTORIZED | 2020 | Jatinegara
KM124N | 0987-20 | ULUSOY | LBS MOTORIZED | 2020 | Jatinegara
KM124N | CI-2019-W15-4-0001 | SCHNEIDER | ACO | 2019 | Jatinegara
GH0124 | - | EGA | LBS |  | Marunda
MD53 | - | EGA | LBS |  | Marunda
MB80 | 2269-19 | ULUSOY | PGC | 2019 | Bandengan
CB74 | 13.1198 | ABB UNISWITCH | LBS |  | Ciracas
CB74 | SM1117174CI | SCHNEIDER SM6 | LBS |  | Ciracas
CB74 | CI.2012.W42.2.0031 | SCHNEIDER SM6 | LBS |  | Ciracas
CB74 | - | SCHNEIDER SM6 | LBS |  | Ciracas
CB146 | 2019CSF63265 | ORMAZABAL | LBS |  | Ciracas
CB146 | 2019CSF63255 | ORMAZABAL | LBS |  | Ciracas
MK190 | CI-2017-W21-3-0013 | SCHINEIDER | PGC | 2017 | Cengkareng
KL240 | 0482.14.213 | EGA | LBS MOTORIZE | 2016 | Bulungan
KL240 | 0124.17.216 | EGA | CBO | 2017 | Bulungan
DB115 | 2249-19 | ULUSOY | CBOM | 2019 | Bandengan
KPK64K | KPK64K_419101079 | ABB SAFEPLUS | PB | 2019 | Bandengan
PIK62 | PIK62_2 | ABB | LBS | 2019 | Bandengan
PD51 | 0403.15.212 | EGA | LBS | 2015 | Pondok Gede
PD51 | CI-2014-W10-3-0027 | SCHNEIDER | PGC | 2014 | Pondok Gede
PK101F | - | SCHNEIDER | LBS |  | Marunda
KB509 | 0034.0079.0072 / 2020 | SCHNEIDER | CBO |  | Bulungan
PLLB2 | IDABB419101078 | ABB SAFEPLUS | LBS | 2019 | Bandengan
BDS24 | S.N. CI-2020-W08-2-0029 | SCHNEIDER | LBS MOTORIZE | 2020 | Bandengan
CKG195 | 0192.17.212 | EGA | LBS | 2017 | Cengkareng
BK279 | 1 | SCHNEIDER SM6 | LBS |  | Marunda
BK279 | 3 | SCHNEIDER SM6 | PB | 2019 | Marunda
PDR6 | 3745.17.213 | EGA | LBS | 2017 | Pondok Gede
PDR6 | 0317.19.217 | EGA | PB TRAFO | 2019 | Pondok Gede
CB100 | CI.2018.W45.3.0035 | SCHNEIDER SM6 | LBS | 2018 | Ciracas
CB100 | CI.2018.W40.1.0030 | SCHNEIDER SM6 | LBS | 2018 | Ciracas
CKG189 | 1636.18.214 | EGA | PB | 2018 | Cengkareng
MP240 | CI-2015-W26-3-0038 | SCHNEIDER | LBS | 2015 | Bulungan
MP240 | CI-2015-W28-1-0029 | SCHNEIDER | LBS MOTORIZE | 2015 | Bulungan
BK259 | - | SCHNEIDER SM6 | LBS |  | Marunda
E102G | 12.1513 | ABB UniSwitch | LBS | 2012 | Pondok Gede
E102G | 6172 | UNINDO FLUOKIT M | PB | 1995 | Pondok Gede
A13N | A13N_PB2 | FLUOKIT-M | PB TRAFO |  | Bandengan
CB29 | IDABB418100872 | ABB SAFEPLUS | LBS | 2018 | Ciracas
GD245 | S9501550 | MERLIN GERIN SM6 | PT | 1995 | Ciracas
E218 | SM0940123CI | SCHNEIDER SM6 | PB | 2009 | Pondok Gede
JS79 | 81018214 | EGA | PB | 2018 | Pondok Gede
JS79 | 78018214 | EGA | PB | 2018 | Pondok Gede
E218A | 1243.18.214 | EGA | PB | 2018 | Pondok Gede
E333P | 500411660/5011-17 | ABB SAFEPLUS | LBS | 2011 | Pondok Gede
PD50 | - | UNINDO FLUOKIT M | PB | 1996 | Pondok Gede
JW88 | 0391.18.212 | EGA | LBS | 2018 | Pondok Gede
JMD1 | 1001-017 | ABB | LBS | 2018 | Cengkareng
JMD1 | 2001-018 | ABB | LBS | 2018 | Cengkareng
JR163 | CI.2018.W36.1.0006 | SCHNEIDER | LBS | 2018 | Pondok Gede
MN51 | 1374.17.214 | EGA | PB | - | Pondok Gede
JS205 | 3022.17.213 | EGA | LBS | 2017 | Pondok Gede
TP76 | PMT-TP76-KPL2-1 | SCHNEIDER SM6 | PMT |  | Cempaka Putih
KL239 | 1635.17.234 | EGA | CBOM MOTORIZE | 2017 | Bulungan
KB443 | SM 104 0079 C1 | SCHNEIDER | CBO |  | Bulungan
PP16 | CI 2018.w32.3.0022 | SCHNEIDER | LBS | 2018 | Bulungan
E253 | E253-167918213 | EGA | LBS | 2018 | Kramat Jati
PD3 | 0277.19.214 | EGA | PB | 2019 | Pondok Gede
E102H | 0880.17.216 | EGA | CBO | 2017 | Pondok Gede
JS16 | 12164/07 | C.PLASMA | PB | 2013 | Pondok Gede
GD266P | 0207.19.212 | EGA | LBS | 2019 | Pondok Gede
JR170 | 949.13.BF | EGA | PB | 2013 | Pondok Gede
PM243 | 1926S136 | ORMAZABAL | LBS |  | Bulungan
RG57 | 19285142 | ORMAZABAL | LBS |  | Bulungan
KB13 | 1928S158 | ORMAZABAL | PB |  | Bulungan
MG115 | 1929S091 | ORMAZABAL | PB |  | Bulungan
KB465 | 1926S040 | ORMAZABAL | LBS |  | Bulungan
PP139 | 1928S057 | ORMAZABAL | LBS |  | Bulungan
PP139 | 1928S057 | ORMAZABAL | LBS |  | Bulungan
KB466 | 2019CSF61081 | ORMAZABAL | PB |  | Bulungan
MP90 | 1927S122 | Ormazabal | LBS | 2019 | Bulungan
GH0500 | Cl-2014-W12-1-0001 | SCHNEIDER | CBOG | 2014 | Pondok Gede
KB225 | C1.2019.W38.2.0011 | SCHNEIDER | PB |  | Bulungan
BK187 | - | SCHNEIDER | LBS |  | Marunda
DT84 | DT84 | ABB | KOPEL |  | Lenteng Agung
GH0097 | 19 8118 | EGA | LBS | 2019 | Cengkareng
DMB1 | C1-2019-W30-4-0005 | SCHINEIDER | LBS | 2019 | Cengkareng
MK207 | CI-2020-W0510020 | SCHINEIDER | LBS | 2020 | Cengkareng
MG79N | - | EGA | LBS MOTORIZE | 2017 | Menteng
GD2 | CI.2019.W20.3.0037 | SCHNEIDER SM6 | LBS |  | Ciracas
KDR53 | 16-5298 | GAE | LBS | 2016 | Cengkareng
KB198 | CI-2019-W36-3-1404 | SCHNEIDER | LBS | 2019 | Bulungan
KB201 | QM | SCHNEIDER | PB |  | Bulungan
TP53 | SCHNEIDER SM6/PMT/TP 74 | SCHNEIDER SM6 | PMT |  | Cempaka Putih
TP53 | SCHNEIDER SM6/PMT/RSPJ | SCHNEIDER SM6 | PGDB |  | Cempaka Putih
KB306 | SM.1036.134 | SCHNEIDER | LBS | 2018 | Bulungan
BTC39 | CI.2019.W48.3.0020 | SCHINEIDER | LBS MOT | 2019 | Cengkareng
TP74 | SCHNEIDER SM6/KOSONG | SCHNEIDER SM6 | PT |  | Cempaka Putih
TB82 | CI-2019-W39-1-0084 | SCHNEIDER | CBO PELANGGAN | 2019 | Jatinegara
E445 | E445-CI2020WO420003 | SCHNEIDER | LBS | 2020 | Kramat Jati
TD155 | PB | PLUMATIC | PB |  | Ciputat
SP39 | W40-1-0029 | SCHNEIDER | PB | 2019 | Menteng
MN29P | 0277.16.212 | EGA | LBS | 2016 | Pondok Gede
JR120P | 22225/032/10/01/E6 | GAE | LBS | 2010 | Pondok Gede
PD24 | CI2017W0930023 | SCHNEIDER | CBOG | 2017 | Pondok Gede
E102L | - | SCHNEIDER SM6 | PB | - | Pondok Gede
E85 | 0790.18.214 | EGA | PB | 2018 | Pondok Gede
E85 | 0550.18.214 | EGA | PB | 2018 | Pondok Gede
PDR16 | 0475.18.214 | EGA | PB | 2018 | Pondok Gede
JR194 | CI2017W2140033 (MOT) | SCHNEIDER SM6 | CBOG | 2017 | Pondok Gede
JS201P | 204.12.BF | EGA | PB | 2012 | Pondok Gede
JS154P | 0330.15.214 | EGA | PB | 2015 | Pondok Gede
JS176 | 12032 | UNINDO FLUOKIT M | LBS | 2010 | Pondok Gede
JS49 | 0684.12.214 | EGA | PB | 2017 | Pondok Gede
E370 | E370-CSF61108 | ORMAZABAL | PB TRAFO | 2019 | Kramat Jati
KJ173 | 24059/103/11/03/E6 | GAE | PGC |  | Kebon Jeruk
GD170 | CI.2019.W02.1.0029 | SCHNEIDER SM6 | LBS | 2019 | Ciracas
TA73 | 1920077 | SCHNEIDER | PGC |  | Cengkareng
PIK36 | W03-2-0007-PB2-PIK36 | SCHNEIDER | PB 2 |  | Bandengan
B115 | B115-0145.21.214 | EGA | PB1 | 2021 | Bandengan
MP84 | 1404-20 | ULLUSOY | CBO MOTORIZE | 2020 | Bulungan
CK29 | - | ORMAZABAL | PT |  | Marunda
CKG1PAT | - | MERLIN GERLIN | PGC |  | Cengkareng
CKG188 | 1263.18.214 | EGA | PB | 2018 | Cengkareng
CKG189 | 0014.19.214 | EGA | PB | 2019 | Cengkareng
BK77 | - | EGA | PB |  | Marunda
BK25 | - | EGA | PB |  | Marunda
BK25 | - | EGA | PB |  | Marunda
PIK95 | PIK95-1317-20 | ULUSOY | LBS 2 | 2020 | Bandengan
PM361 | 0505.20.213 | EGA | LBS-1 | 2020 | Lenteng Agung
PML38 | 0590-20 | ULUSOY ELECTRIC | LBS | 2020 | Ciputat
SD125 | CI-2016-WK2-5-0025 | SCHNEIDER SM6 | CBO-M | 2016 | Tanjung Priok
BK99 | - | SIEMENS | LBS |  | Marunda
BK24A | - | EGA | PB |  | Marunda
GD83 | 0024.21.234 | EGA | PGC | 2021 | Ciracas
MG49 | 0060-21 | EGA | CBOM | 2021 | Menteng
TP123 | CI-2017-W31-2-0008 | EGA | PMT | 2017 | Cempaka Putih
MP175 | 0 | SCHNEIDER | LBS MOTORIZE |  | Bulungan
PL266 | CI - 2018 -W42 -1 -0063 | SCHNEIDER | LBS | 2018 | Pondok Kopi
E41 | 0817.19.214 | EGA | PB | 2019 | Ciracas
BT406 | 0090.19.212 | EGA | LBS | 2019 | Bintaro
SD225 | SD225-2 | SCHNEIDER SM6 | LBS MOTORIZE | 2019 | Tanjung Priok
SD225 | SD225-3 | SCHNEIDER SM6 | CBOG | 2019 | Tanjung Priok
BDU36K | 502337531/3001-014/2018 | ABB SAFEPLUS | PB | 2018 | Bandengan
BDU29K | 502337531/2001-012/2018 | ABB SAFEPLUS | LBS MANUAL | 2018 | Bandengan
KB26A | C1/2018 W391 | SCHNEIDER | LBS | 2018 | Bulungan
KJ136 | CV 06-5082/021 | SIEMENS | LBS |  | Kebon Jeruk
DB113 | DB113-01 | SIEMENS | LBS | 2019 | Bandengan
E40 | CI.2018.W32.4.0046 | SCHNEIDER SM6 | LBS |  | Ciracas
KG235 | 0218-21 | ULUSOY | PB TRAFO | 2021 | Marunda
PM140P | C1-2021-W21-4-1402 | SCHNEIDER | LBS | 2021 | Bulungan
PM140P | C1-2021-W21-4-1402 | SCHNEIDER | PB | 2021 | Bulungan
PB71 | 0257.21.213 | EGA | LBS | 2021 | Pondok Kopi
PB71 | 0114.15.214 | EGA | PB TRAFO | 2015 | Pondok Kopi
GNS38 | GNS38-1.0905-20 | ULUSOY | LBS | 2020 | Bandengan
BK285 | - | SCHNEIDER | CBOG |  | Marunda
D79 | 2699.13.BL.2013 | EGA | LBS MOTORIZE | 2013 | Bulungan
D140 | 0389-20 | ULUSOY | LBS | 2020 | Menteng
BDU41 | 1871-19/2019 | ULUSOY | PB | 2019 | Bandengan
BK293 | 0383-20 | ULUSOY | LBS | 2020 | Marunda
K155N | K 155 N- W3450001 | SCHNEIDER | LBS (MOTORIZE) | 2019 | Kramat Jati
PP146 | CI-2020-W03-5-0009 | SCHNEIDER | LBS MOTORIZE | 2020 | Bulungan
PP146 | CI-2020-W04-3-0001 | SCHNEIDER | LBS MOTORIZE | 2020 | Bulungan
GH0031 | T73005442627-0010 | SIEMENS | LBS | 2017 | Bulungan
GH0031 | T73005065334-0005 | SIEMENS | LBS | 2017 | Bulungan
GH0031 | T73005052683-0016 | SIEMENS | LBS | 2017 | Bulungan
TD227 | 2126-19 | ULLUSOY | PB | 2019 | Bulungan
KD130 | SB-2011-W45-6-0057 | SCHNEIDER | PB TRAFO | 2011 | Pondok Kopi
E46F | E46F-207319 | ULUSOY | PB TRAFO | 2019 | Kramat Jati
PIK82 | PIK82-0650-20 | ULUSOY | PB | 2020 | Bandengan
TA113 | 2019CSF61162 | ORMAZABAL | PB | 2019 | Cengkareng
CKG151 | - | EGA | PGC |  | Cengkareng
KDR322 | 80520 | ULUSOY | LBS | 2020 | Cengkareng
KDR322 | 213719 | ULUSOY | PB | 2019 | Cengkareng
CB106P | 2019CSF61147 | ORMAZABAL | PB |  | Ciracas
CB106P | 2019CSF60028 | ORMAZABAL | LBS |  | Ciracas
CB149P | 502308268/3001.010 | ABB SAFEPLUS | PB |  | Ciracas
CB149P | 502308268/2001.004 | ABB SAFEPLUS | LBS |  | Ciracas
CB149P | 502308268/1001.003 | ABB SAFEPLUS | LBS |  | Ciracas
PM220N | 0389.20.234 | EGA | CBO | 2020 | Jatinegara
BT420 | 2368-19 | ULUSOY | LBS |  | Bintaro
GD50C | 0968.18.214 | EGA | PB TRAFO | 2018 | Ciracas
DT7 | DT7 | GAE | CBOG-1 |  | Lenteng Agung
MN32 | 0208.19.212 | EGA | LBS | 2019 | Pondok Gede
PD57 | 0375.18.234 | EGA | CBOG | - | Pondok Gede
JW52 | 0179.19.213 | EGA | LBS MOTORIZED | 2019 | Pondok Gede
KG251 | - | EGA | PB 2 |  | Marunda
PG399 | 880.13.BF | EGA | PB TRAFO 3 | 2013 | Pondok Kopi
KL242 | 1293-20 | ULLUSOY | PB | 2020 | Bulungan
GD83 | 645.2 | ULUSOY ELEKTRIK | LBS | 2020 | Ciracas
PM238 | 0166.21.213 | EGA | LBS MOTORIZE | 2021 | Bulungan
BC346 | 6202 | ORMAZABAL | LBS | 2019 | Cengkareng
E448 | E448-052020213 | EGA | LBS | 2020 | Kramat Jati
E448 | E448-051820213 | EGA | LBS | 2020 | Kramat Jati
KP3 | - | FLOUKIT M | LBS |  | Marunda
TP123 | 1759.18.213 | SCHNEIDER SM6 | PB 1 | 2018 | Cempaka Putih
CK202 | - | SCHNEIDER SM6 | LBS |  | Marunda
BK129A | - | SCHNEIDER SM6 | LBS |  | Marunda
BK228 | - | SCHNEIDER SM6 | LBS |  | Marunda
SP165 | CI-2019-W01-5-0022_SP165 | SCHNEIDER | LBSM | 2019 | Kebon Jeruk
SD225 | SD225-1 | SCHNEIDER SM6 | LBS |  | Tanjung Priok
BDU36K | 502337531/1001-014/2018 | ABB SAFEPLUS | LBS MOTORIZED | 2018 | Bandengan
BDU29K | 502337531/3001-009/2018 | ABB SAFEPLUS | PB | 2018 | Bandengan
D63A | CI-2018-W11-5-0038-D 63A | SCHNEIDER | CBO |  | Kebon Jeruk
SP11D | CI-2018-W02-3-0037 | EGA | PB |  | Kebon Jeruk
KJ84 | CI-2017-W44-3-0011 | SCHNEIDER | LBS |  | Kebon Jeruk
B441 | B441_PB | SCHNEIDER SM6 | PB TRAFO |  | Bandengan
KJ49 | CV 06-5090/030 | SIEMENS | LBS |  | Kebon Jeruk
DB113 | DB113-04-0105 | SIEMENS | LBS | 2019 | Bandengan
BK108 | - | SIEMENS | LBS |  | Marunda
BK108 | - | SIEMENS | PB |  | Marunda
KP50 | - | SIEMENS | LBS |  | Marunda
BDU40K | CI-2019-W37-2-0006/2019 | SCHNEIDER SM6 | PB | 2019 | Bandengan
PML33 | 1840-19 | ULUSOY | PB | 2019 | Ciputat
CP201 | CI-2018-W29-4-0050 | SCHNEIDER | LBS | 2018 | Ciputat
CP201 | CI-2019-W41-1-0074 | SCHNEIDER | CBOM | 2019 | Ciputat
SP255 | 07J877 | AREVA | PB |  | Kebon Jeruk
KJ85 | 301 | F&G | PB |  | Kebon Jeruk
SP19 | CI-2017-W44-4-0054 | SCHNEIDER | PGC |  | Kebon Jeruk
SP240 | RMU 1991/447 | F&G | LBS |  | Kebon Jeruk
E441 | E441 S/N 0118.19.213 | EGA | LBS (MOTORIZE) | 2019 | Kramat Jati
GD445 | - | SCHNEIDER | LBS | 2018 | Ciracas
E229 | E229-163118213 | EGA | LBS (MOTORIZE) | 2018 | Kramat Jati
PM143SS | PM143 | EGA | KOPEL |  | Lenteng Agung
PM112 | PM112 | EGA | KOPEL |  | Lenteng Agung
PM112 | PM112 | SCHENEIDER | LBS-3 |  | Lenteng Agung
PM112 | PM112 | SCHENEIDER | LBS-4 |  | Lenteng Agung
PM112 | PM112 | SCHENEIDER | LBS-5 |  | Lenteng Agung
PM181 | PM181 | SCHENEIDER | KOPEL |  | Lenteng Agung
PM181 | PM181 | EGA | KOPEL |  | Lenteng Agung
PM181 | PM181 | EGA | LBS-3 |  | Lenteng Agung
PIK57K | PIK57K-03 | ABB | PB |  | Bandengan
A142P | A142_PB | EGA | PB TRAFO |  | Bandengan
JR79P | 12.1002 | ABB UniSwitch | PB | 2012 | Pondok Gede
JR79P | CI-2012-W41-3-0017 | SCHNEIDER SM6 | LBS | 2012 | Pondok Gede
JR79P | CI-2012-W41-3-0026 | SCHNEIDER SM6 | LBS | 2012 | Pondok Gede
JR6 | CI-2015-W15-5-0003 | SCHNEIDER SM6 | PGC | 2015 | Pondok Gede
JR60 | CI-2015-W21-3-0055 | SCHNEIDER SM6 | LBS | 2015 | Pondok Gede
JR60 | CI-2015-W23-5-0039 | SCHNEIDER SM6 | PB | 2015 | Pondok Gede
E56 | 3820 | UNINDO FLUOKIT M24+ | PB | 2009 | Pondok Gede
JR192 | CI.2015.W44.4.0011 | SCHNEIDER SM6 | LBS | 2015 | Pondok Gede
MN1 | CI-2018-W42-5-0054 | SCHNEIDER SM6 | PGC | 2018 | Pondok Gede
MN35 | 23898/083/11/03/E6 | GAE | PGDB | 2011 | Pondok Gede
MN6 | CI-2019-W10-1-0042 | SCHNEIDER | CBOM | 2019 | Pondok Gede
E44E | 0210.19.212 | EGA | LBS | 2019 | Pondok Gede
PD18 | CV06-5126/018 | SIEMENS | LBS | 1993 | Pondok Gede
PD18 | CV06-5126/018 | SIEMENS | PB | 1993 | Pondok Gede
JR42 | CV06-5148/008 | SIEMENS | PB | 1993 | Pondok Gede
E211A | 22378/032/10/02/E6 | GAE | PB I | 2010 | Pondok Gede
KG458 | CL-2019-W31-4-0017 | SCHNEIDER SM6 | LBS ACO | 2019 | Tanjung Priok
CB120 | 2017CSF62107 | ORMAZABAL | PT | 2017 | Ciracas
CB120 | 2017CSF60120 | ORMAZABAL | LBS | 2017 | Ciracas
MD117 | - | SIEMENS | LBS |  | Marunda
MD117 | - | SCHNEIDER | CBO |  | Marunda
BK291 | - | FLUOKIT.M | PB |  | Marunda
KG244 | - | SCHNEIDER | LBS |  | Marunda
CB148 | 2019.CSF61120 | ORMAJABAL | PB | 2019 | Ciracas
KJ33 | CI-2016-W36-1-0053 | SCHNEIDER | LBS | 2016 | Cengkareng
TA109P | C1-2019.W38.1.1406 | SCHINEIDER | LBS MOT | 2019 | Cengkareng
TA109P | C1-2019-W42-4-1403 | SCHINEIDER | PB | 2019 | Cengkareng
TA109P | C1-2019-W41-2-1403 | SCHINEIDER | LBS MOT | 2019 | Cengkareng
BK288 | - | SCHNEIDER | PB |  | Marunda
RG217 | RG217 | ABB | LBS-1 |  | Lenteng Agung
RG217 | RG217 | ABB | LBS-2 |  | Lenteng Agung
E35D | E35D-106617212 | EGA | LBS (MOTORIZE) | 2017 | Kramat Jati
BK31 | - | SIEMENS | LBS |  | Marunda
MK207 | 3420036 | SCHINEIDER | PGC | 2015 | Cengkareng
KB306 | C1.2018.W13.3.0016 | SCHNEIDER | CBO | 2018 | Bulungan
TP87 | ABB / PB 4 / PB 4 | ABB UNISWITCH | PB 4 |  | Cempaka Putih
E222 | E222-3 | EGA | CBOG (PMIN) | 2017 | Kramat Jati
CK180 | - | ORMAZABAL | LBS |  | Marunda
BK152 | - | ORMAZABAL | LBS |  | Marunda
MD47 | - | FLOUKIT M | LBS |  | Marunda
KB556 | C1-2019-W28-5-0021 | SCHNEIDER | LBS MOTORIZE | 2019 | Bulungan
TD295 | CI-2019-W41-4-1404 | SCHNEIDER | LBS MOTORIZE | 2019 | Bulungan
GD105 | CI.2015.W21.1.0055 | SCHNEIDER SM6 | LBS | 2015 | Ciracas
GD105 | 0016-21 | ULUSOY | PGC | 2021 | Ciracas
GD105 | CI.2020.W08.3.0032 | SCHNEIDER SM6 | LBS | 2020 | Ciracas
BDA43 | W04-1-0004 | SCHINEIDER | LBS | 2020 | Cengkareng
JS257 | CI-2020-W07-4-0041 | SCHNEIDER | LBS (MOTORIZED) | 2020 | Pondok Gede
JS257 | CI-2020-W07-5-0025 | SCHNEIDER | LBS (MOTORIZED) | 2020 | Pondok Gede
PB68 | C1-2019-W36-1-0001 | SCHNEIDER SM6 | LBS | 2019 | Pondok Kopi
KN63 | W29-6-0029 | SCHNEIDER | CBOM | 2018 | Menteng
PML36 | 2385-19 | ULUSOY | LBS | 2019 | Ciputat
PML36 | 2391-19 | ULUSOY | LBS | 2019 | Ciputat
CKG159PAT | - | EGA | PB | - | Cengkareng
CKG159PAT | - | SCHINEIDER | LBS | - | Cengkareng
CKG159PAT | - | SCHINEIDER | LBS | - | Cengkareng
P42 | P42 | EGA | LBS MOTORIZE | 2018 | Menteng
MP56 | imci-2018-w13-4-0020 | SCHNEIDER | LBS MOTORIZE | 2018 | Bulungan
TD213 | C1-2019-W38-3-0042 | SCHNEIDER | PB I | 2019 | Ciputat
TD320 | 0158.21.213 | EGA | LBS MOTORIZE | 2021 | Bulungan
KJ282 | 0686.18.212 (KJ282) | EGA | LBS | 2018 | Kebon Jeruk
KJ22 | 0063.19.214 (KJ22) | EGA | LBS | 2019 | Kebon Jeruk
SP58A | 1642.18.214 (SP58A) | SCHNEIDER | PB TRAFO I | 2018 | Kebon Jeruk
PL268 | CI - 2018 -W39-2-0001 | SCHNEIDER | LBS | 2018 | Pondok Kopi
PL268 | CI - 2018 -W34 -5 -0014 | SCHNEIDER | LBS | 2018 | Pondok Kopi
CPT9 | 1628.18.213 | EGA | LBS | 2018 | Ciputat
TD225 | C1-2018-W32-2-0012 | SCHNEIDER | LBS | 2018 | Bulungan
CK140 | - | ABB SAFEPLUS | PB |  | Marunda
CK44A | - | EGA | PB |  | Marunda
KJ93 | -KJ93 | SCHNEIDER | CBO |  | Kebon Jeruk
GD206 | 2019CSF63351 | ORMAZABAL | LBS | 2019 | Ciracas
GD206 | 2019CSF61029 | ORMAZABAL | PB | 2017 | Ciracas
GD437 | CI.2018.W19.5.0005 | SCHNEIDER SM6 | LBS | 2018 | Ciracas
KJ71 | CV06-5080/0005 | SIEMENS | CBO |  | Kebon Jeruk
BT419 | C1-2019-W43-5-1402 | SCHNEIDER | LBS | 2019 | Bintaro
JS207 | 2751.17.213 | EGA | LBS | 2017 | Pondok Gede
PIK79 | PIK79-0995-20 | ULUSOY | LBS | 2020 | Bandengan
MN9 | MN9-098820 | ULUSOY | LBS (MOTORIZE) | 2020 | Kramat Jati
PIK78 | PIK78-116-20 | ULUSOY | PB | 2020 | Bandengan
BK278 | - | ORMAZABAL PANJANG | PT |  | Marunda
CL45N | 1412-20 | ULUSOY | PGC | 2020 | Marunda
GH0085 | 0245.17.213 | EGA | LBS | 2017 | Pondok Kopi
GH0085 | 0288.17.213 | EGA | LBS | 2017 | Pondok Kopi
CL45N | CI-2019-W30-4-0013 | SCHNEIDER | LBS | 2019 | Marunda
GH0191 | 0305.17.213 | EGA | LBS | 2017 | Pondok Kopi
GH0095 | CI-2016-W02-4-0001 | SCHNEIDER | LBS | 2016 | Pondok Kopi
PIK76 | PIK76-1026-20 | ULUSOY | LBS 1 | 2020 | Bandengan
GH0095 | CI-2015-W40-2-0038 | SCHNEIDER | LBS | 2015 | Pondok Kopi
GH0095 | CI-2016-W25-4-0055 | SCHNEIDER | LBS | 2016 | Pondok Kopi
GH0095 | CI-2016-W24-5-0043 | SCHNEIDER | LBS | 2016 | Pondok Kopi
JS201P | CI-2013-W46-6-0012 | SCHNEIDER | LBS | 2013 | Pondok Gede
JS201P | CI-2013-W37-6-0015 | SCHNEIDER | LBS | 2013 | Pondok Gede
KP53 | - | EGA | PB |  | Marunda
PIK53 | PB PIK53-0002-21-214 | EGA | PB |  | Bandengan
B65N | B65N-0117.21.213 | EGA | LBS 1 | 2021 | Bandengan
CK29 | - | ORMAZABAL | PGDB |  | Marunda
MD40 | IEC 62271-200 | SCHNEIDER | LBS |  | Marunda
B411 | 0347.20.213 | EGA | LBS MOTORIZE | 2020 | Bandengan
BC352P | 502356308/2001-008 | ABB | LBS | 2018 | Cengkareng
BK99 | - | SIEMENS | PB |  | Marunda
KB486 | 3298.17.213 | EGA | LBS MOTORIZE | 2017 | Bulungan
KB615 | 0760- 2O | ULLUSOY | LBS MOTORIZE | 2020 | Bulungan
KL39 | CI-2018-W32-5-0062_KL39 | SCHNEIDER | LBS | 2018 | Kebon Jeruk
SP58A | 0088.19.214 (SP58A) | SCHNEIDER | PB TRAFO II | 2019 | Kebon Jeruk
KJ423 | CI-2019-W26-2-0052-KJ423 | SCHNEIDER | PB | 2019 | Kebon Jeruk
TD225 | 25590/106/11/02/E6 | GAE | PB | 2011 | Bulungan
E20 | E20-W3110056 | SCHNEIDER | CBOG | 2018 | Kramat Jati
PIK62 | PIK62_3 | ABB | PB | 2019 | Bandengan
KPK66 | KPK66_245819_1 | ULUSOY ELECTRIC | LBS | 2019 | Bandengan
KPK66 | KPK66_202W0740072 | SCHNEIDER | CBOM | 2019 | Bandengan
BT419 | C1-2019-W41-5-1402 | SCHNEIDER | LBS | 2019 | Bintaro
JS171 | Cl-2016-W26-4-0053 | Schneider | CBO | 2016 | Pondok Gede
KDR327 | 0626-20 | ULUSOY | LBS | 2020 | Cengkareng
MP244 | 1044-20 | ULLUSOY | LBS MOTORIZE | 2020 | Bulungan
E225 | CI-2018-W29-3-0036 | SCHNEIDER | ACO1 | 2018 | Pondok Gede
MN9 | MN9-166118213 | EGA | LBS (MOTORIZE) | 2018 | Kramat Jati
PIK84 | PIK84-0602 | ULUSOY | LBS | 2020 | Bandengan
KG100 | - | ULUSOY | LBS |  | Marunda
PL276 | 1159-20 | ULUSOY ELECTRIC | LBS | 2020 | Pondok Kopi
PL276 | 0756-20 | ULUSOY ELECTRIC | PB TRAFO | 2020 | Pondok Kopi
CL45N | 317517213 | EGA | LBS | 2017 | Marunda
CL45N | 156217213 | EGA | LBS | 2017 | Marunda
GH0607 | CI-2016-W19-4-0008 | SCHNEIDER | LBS | 2016 | Pondok Kopi
GH0607 | CI-2012-W40-3-0027 | SCHNEIDER | LBS | 2012 | Pondok Kopi
MK442 | LBS-MK442 | ULUSOY ELECTRIC | LBS |  | Bandengan
GH0095 | 0057.16.212 | EGA | LBS | 2016 | Pondok Kopi
GH0095 | CI-2015-W43-2-0049 | SCHNEIDER | LBS | 2015 | Pondok Kopi
DT28A | 0055.21.234 | EGA | CBOM 1 | 2021 | Lenteng Agung
B115 | B115-014621.214 | EGA | PB3 | 2021 | Bandengan
GD2A | 1910.19 | ULUSOY ELEKTRIK | PB |  | Ciracas
BK28 | - | EGA | PGC |  | Marunda
DK53 | 13230108 | ORMAZABAL | LBS |  | Kebon Jeruk
PL269 | 502541141/1001-014 | ABB SAFEPLUS | LBS | 2019 | Pondok Kopi
KJ42 | 23864201 | ORMAZABAL | LBS |  | Kebon Jeruk
KJ43 | CV06-5081-036 | SIEMENS | PB |  | Kebon Jeruk
KJ222 | 07J890 | UNINDO AREVA | LBS |  | Kebon Jeruk
GD123 | 2017CSF10141 | ORMAZABAL | LBS |  | Ciracas
K253 | W41-3-0079 | SCHNEIDER | CB MOTORIZE | 2019 | Menteng
K262 | W37-5-0040 | SCHNEIDER | LBS | 2019 | Menteng
SD248 | - | ULUSOY | PB TRAFO |  | Tanjung Priok
SP84 | 1636.13.BF | EGA | PB |  | Kebon Jeruk
KJ98 | CV06-5140/012 | SIEMENS | LBS |  | Kebon Jeruk
KJ98 | CV06-5140/012 | SIEMENS | PB |  | Kebon Jeruk
SP17 | CI-2018-W03-4-0035 | SCHNEIDER | PB |  | Kebon Jeruk
E100 | 2017CSF60137 | ORMAZABAL | LBS | 2017 | Ciracas
KG132 | 0202-15-211 | EGA | PB | 2015 | Marunda
GD448 | CI.2019.W41.2.0079 | SCHNEIDER SM6 | CBOM | 2019 | Ciracas
GD14A | 838.2 | ULUSOY ELEKTRIK | LBS |  | Ciracas
GD14A | 217.2 | ULUSOY ELEKTRIK | PB |  | Ciracas
MP84 | 0148-21-213 | GAE | LBS MOTORIZE | 2021 | Bulungan
MP84 | 0162-21-213 | GAE | LBS MOTORIZE | 2021 | Bulungan
MP174 | 0157.21.213 | EGA | LBS MOTORIZE | 2021 | Bulungan
CB98P | 0014.21.213 | EGA | LBS |  | Ciracas
CB98P | 0016.21.214 | EGA | PB |  | Ciracas
E139 | 1387.16.213 | EGA | LBS | 2016 | Pondok Kopi
CK97 | - | EGA | LBS |  | Marunda
AB179 | AB179_KOPEL | SCHNEIDER SM6 | KOPEL |  | Bandengan
BK292N | - | ULUSOY | LBS |  | Marunda
PGS15 | 0237-20 | ULUSOY | LBS | 2021 | Marunda
PM196 | 1004.19.214 | EGA | PB 1 | 2019 | Lenteng Agung
E275N | E275N-073220 | ULUSOY | LBS (MOTORIZE) | 2020 | Kramat Jati
E275N | E275N-085320 | ULUSOY | LBS (MOTORIZE) | 2020 | Kramat Jati
GH0124 | - | EGA | LBS |  | Marunda
CK249 | - | EGA | PB |  | Marunda
SP226 | RMU1991/353-SP 226 | F & G | CBO |  | Kebon Jeruk
B343 | B343_2 | SCHNEIDER SM6 | PB TRAFO |  | Bandengan
KJ199 | 20255/133/05/07/E6 | GAE | LBS |  | Kebon Jeruk
SP269 | CV812243-000300/001-SP269 | SIEMENS | LBS |  | Kebon Jeruk
KB122 | CV 06.5088.010 | SIEMENS | LBS |  | Kebon Jeruk
KP50 | - | SIEMENS | LBS |  | Marunda
E370 | E370-CSE63265 | ORMAZABAL | LBS | 2019 | Kramat Jati
E248 | E248-146518214 | EGA | PB | 2018 | Kramat Jati
JR180 | 0825.15.209 | EGA | LBS | - | Pondok Gede
B66D | B66D-06 | EGA | LBS MANUAL |  | Bandengan
GD71B | CI2015W3730043 (MOT) | SCHNEIDER SM6 | CBOG | 2015 | Pondok Gede
E40A | 2704.17.213 | EGA | LBS |  | Ciracas
P85 | P85 | SCHNEIDER | LBS |  | Menteng
GD140 | CI.2018.W17.4.0041 | SCHNEIDER SM6 | LBS |  | Ciracas
GD140 | CI.2017.W53.3.0012 | SCHNEIDER SM6 | PB |  | Ciracas
TPL1 | W38.3.0082 | EGA | LBS CBO | 2019 | Cengkareng
BK13 | - | FLOUKIT M | PT |  | Marunda
BK13 | - | FLOUKIT M | B 1 |  | Marunda
TD180 | 0647.18.212 | EGA | LBS MOTORIZE | 2018 | Ciputat
KG245 | - | EGA | LBS |  | Marunda
CN92 | C1-2018-W30-0038 | SCHNEIDER | CBOG | 2018 | Ciputat
KB188 | 1000.13.214.2018 | EGA | PB | 2018 | Bulungan
E441 | E441 S/N 1210.18.214 | EGA | PB TRAFO | 2019 | Kramat Jati
GD432 | C1.2018.W38.1.0048 | SCHNEIDER | LBS | 2018 | Ciracas
GD432 | C1.2018.W28.1.0006 | SCHNEIDER | LBS | 2018 | Ciracas
GD432 | 1471-18-214 | EGA | PB | 2018 | Ciracas
GD433 | C1.2018.w36.5.0010 | SCHNEIDER | LBS | 2018 | Ciracas
GD433 | C1.2018.w38.2.0007 | SCHNEIDER | LBS | 2018 | Ciracas
GD433 | 1471.18.214 | EGA | PB | 2018 | Ciracas
CB121 | 0055.15.211 | EGA | PB |  | Ciracas
CK196 | - | EGA | PGC |  | Marunda
KG68 | - | EGA | LBS |  | Marunda
KG68 | - | SCHENEIDER | PGC |  | Marunda
E229 | E229-167218213 | EGA | LBS (MOTORIZE) | 2018 | Kramat Jati
E229 | E229-026418234 | EGA | CBOG (MOTORIZE) | 2018 | Kramat Jati
PM143SS | PM143 | SCHENEIDER | KOPEL |  | Lenteng Agung
PM143SS | PM143 | SCHENEIDER | LBS-4 |  | Lenteng Agung
PM112 | PM112 | SCHENEIDER | KOPEL |  | Lenteng Agung
PM112 | PM112 | SCHENEIDER | KOPEL |  | Lenteng Agung
PM112 | PM112 | SCHENEIDER | CBOG-1 |  | Lenteng Agung
KG462 | 0523.20.213 | EGA | LBS MOTORIZE | 2020 | Tanjung Priok
BC43A | L0547092019 | Entec Electric | LBS MOT | 2019 | Cengkareng
GD18A | 1337.2 | ULUSOY ELEKTRIK | LBS | 2020 | Ciracas
GD18A | 0091.214.214 | EGA | PB | 2021 | Ciracas
E47A | E 47 A-0129.21.214 | EGA | PB TRAFO | 2021 | Kramat Jati
GH0036 | 0223.21.213 | EGA | LBS | 2021 | Marunda
CB19P | 0028.21.213 | EGA | LBS | 2019 | Ciracas
TD259 | 0009-21 | ULLUSOY | CBO | 2021 | Bulungan
AB293 | LBS1_AB293 | EGA | LBS 1 |  | Bandengan
E399 | E399-W1960016 | SCHNEIDER | LBS | 2018 | Kramat Jati
TG27C | LBS - TG27C | EGA | LBS |  | Bandengan
AB255P | AB 255P_LBS1 | EGA | LBS 1 |  | Bandengan
AB255P | LBS2_AB255P | EGA | LBS 2 |  | Bandengan
E20B | E20B-131264 | ABB | LBS (MOTORIZE) | 2013 | Kramat Jati
CK7 | W21-5-0037 | SCHNEIDER | LBS | 2018 | Marunda
PK67E | 0950.18.214 | EGA | PB 3 | 2018 | Marunda
GH0066 | CI.2018.W34.6.0026 | SCHENEIDER | LBS | 2018 | Pondok Gede
BK267 | - | SCHENEIDER | KOPEL |  | Marunda
LDC | ldc-w3240026 | SCHNEIDER | LBS | 2018 | Kramat Jati
K155N | K155N-153218211 | EGA | LBS (MOTORIZE) | 2018 | Kramat Jati
SP58A | CI-2018-W32-4-0006_SP58A | SCHNEIDER | LBS | 2018 | Kebon Jeruk
SP58A | 0449.17.213 (SP58A) | SCHNEIDER | LBSM | 2017 | Kebon Jeruk
PGL46 | 0188.19.213 | EGA | LBS | 2019 | Pondok Kopi
D58N | 2019CSF63027 (D58N) | ORMAZABAL | LBSM | 2019 | Kebon Jeruk
D58N | 2018CSF63253 (D58N) | ORMAZABAL | LBSM | 2018 | Kebon Jeruk
KJ60 | 2018CSF63246 (KJ60) | SIEMENS | LBSM | 2018 | Kebon Jeruk
KJ60 | 2018CSF61118 (KJ60) | SIEMENS | PB TRAFO | 2018 | Kebon Jeruk
PL250 | CI-2017-W02-3-0021 | SCHNEIDER | LBS | 2017 | Pondok Kopi
PL250 | 1529.17.214 | EGA | PB | 2017 | Pondok Kopi
KJ422 | 019-W29-4-0016-KJ422 | SCHNEIDER | MOTORIZE | 2019 | Kebon Jeruk
CP444 | CI-2016-W25-4-0042 | SCHENEIDER | LBS | 2016 | Ciputat
MK45 | 0474.15.209 | EGA | LBS | 2013 | Cengkareng
BC102 | - | SCHINEIDER | PGC | 2018 | Cengkareng
GH0087 | CI-2016-W04-1-0020 | SCHNEIDER | LBS |  | Pondok Kopi
GH0087 | 1621.18-213 | EGA | LBS |  | Pondok Kopi
GH0087 | CI-2015-W39-6-0009 | SCHNEIDER | LBS |  | Pondok Kopi
GH0191 | CI-2015-W43-3-0038 | SCHNEIDER | EGA |  | Pondok Kopi
GH0191 | CI-2015-W43-6-0010 | SM6 | LBS |  | Pondok Kopi
K158 | - | EGA | LBS | 2021 | Menteng
K158 | W48-3-0009 | MERLIN GERIN | LBS | 2013 | Menteng
MG24 | CI-2019-W40-2-0024 | Schneider SM6 | PB MANUAL | 2019 | Menteng
MG24 | CI-2019-W26-2-0012 | Schneider SM6 | PB MANUAL | 2019 | Menteng
MG103 | CI-2019-W10-2-0046 | Schneider SM6 | CBOG | 2019 | Menteng
MG103 | SM0401820 | Schneider SM6 | LBS MANUAL | 2012 | Menteng
KB77 | CI-2019-W41-5-0015 | Schneider SM6 | LBS MOTORIZE | 2019 | Menteng
KB77 | CI-2019-W38-4-0040 | Schneider SM6 | LBS MOTORIZE | 2019 | Menteng
KB77 | CI-2019-W36-2-0011 | Schneider SM6 | PB MANUAL | 2019 | Menteng
K15C | CI-2019-W38-2-0051 | Schneider SM6 | LBS MOTORIZE | 2019 | Menteng
KS30 | CI-2019-W31-2-0005 | Schneider SM6 | LBS MOTORIZE | 2019 | Menteng
KN25 | 0278.19.213 | Schneider SM6 | LBS MOTORIZE | 2019 | Menteng
KN25 | 0272.19.213 | Schneider SM6 | LBS MOTORIZE | 2019 | Menteng
T347 | CI-2019-W11-2-0012 | SCHNEIDER | PGC | 2019 | Menteng
KN88 | CI-2019-W20-7-0078 | Schneider SM6 | CBOG | 2019 | Menteng
KN88 | CI-2019-W27-1-0004 | Schneider SM6 | LBS MOTORIZE | 2019 | Menteng
K179 | 0421-16 | EGA | PB | 2016 | Menteng
K184 | KOSONG1 | EGA | PB MANUAL | - | Menteng
K1A | CI-2019-W42-2-0073 | Schneider SM6 | CBOM (MP) | 2019 | Menteng
K1A | CI-2019-W36-3-0036 | Schneider SM6 | LBS MOTORIZE | 2019 | Menteng
K209 | 1571.18.214 | EGA | PB MANUAL | 2018 | Menteng
K225 | CI-2019-W11-5-0025 | Schneider SM6 | CBOG | 2019 | Menteng
K225 | CI-2019-W07-2-0037 | Schneider SM6 | CBOM (MP) | 2019 | Menteng
JR86 | 2017CSF60112 | ORMAZABAL | LBS |  | Ciracas
T48 | 2019CSF63042 | ORMAZABAL | LBS MOT FULLY | 2019 | Menteng
KJ190 | 0603.18.213 | EGA | LBS |  | Kebon Jeruk
SP255 | 07J877 | AREVA | LBS |  | Kebon Jeruk
KL178 | 19670 | GAE | LBS |  | Kebon Jeruk
DK53 | 13230104 | ORMAZABAL | LBS |  | Kebon Jeruk
PL243 | C1-2017-W36-2-0013 | SCHNEIDER | PB | 2017 | Pondok Kopi
PB66 | IDABB419101075 | ABB SAFEPLUS | LBS | 2019 | Pondok Kopi
KJ43 | CV06-5081-036 | SIEMENS | LBS |  | Kebon Jeruk
PL272 | IDABB419080947 | ABB SAFEPLUS | PB | 2019 | Pondok Kopi
PL274 | W30-1-0012 | SCHNEIDER | PB | 2019 | Pondok Kopi
SP221 | 1285.17.214 | EGA | PB |  | Kebon Jeruk
SP17 | CI-2017-W63-1-0039 | SCHNEIDER | LBS |  | Kebon Jeruk
PIK68 | PIK68-1350-19 | ULUSOY | LBS | 2019 | Bandengan
PIK68 | PIK68-2270-19 | ULUSOY | CBOM | 2020 | Bandengan
E100 | 2019CSF63349 | ORMAZABAL | LBS | 2019 | Ciracas
BDS24 | S.N. CI-2019-W40-3-0012 | SCHNEIDER | PB | 2019 | Bandengan
E387 | E387-112119 | ULUSOY | PB TRAFO | 2019 | Kramat Jati
KB505 | C1.2018.W14.2.0012 | SCHNEIDER | LBS | 2018 | Bulungan
KJ437 | 0041.21.214 | EGA | MOTORIZED | 2020 | Kebon Jeruk
GD255 | 832.2 | ULUSOY ELEKTRIK | LBS | 2020 | Ciracas
GD255 | 752.2 | ULUSOY ELEKTRIK | LBS | 2020 | Ciracas
PIK86 | PIK86-0887-20 | ULUSOY | LBS 2 | 2020 | Bandengan
MK171 | MK171-0049.21.213 | EGA | LBS 2 | 2021 | Bandengan
GD2A | 0401.20.213 | EGA | LBS |  | Ciracas
BDU8 | BDU8-12 | SCHNEIDER SM6 | LBS |  | Bandengan
PDR19 | 502541141/1001-010 | ABB | PB TRAFO | 2019 | Pondok Gede
MJA1AS | 19010835 | JOONGWON | LBS MOT | 2019 | Cengkareng
NS15 | 9312376 | MG | PB |  | Cengkareng
MK77P | REC17.06.091 | JOONGWON | RECLODER | 2017 | Cengkareng
PGS5 | 7896682EN | SCHNEIDER | PB | 2018 | Marunda
PGS14 | 0658-20 | ULUSOY | LBS | 2021 | Marunda
AB218 | AB218-1343-20 | ULUSOY | LBS 2 | 2020 | Bandengan
AB218 | AB218-1429-20 | ULUSOY | CBO | 2020 | Bandengan
SN30 | - | EGA | PMT |  | Menteng
RG25 | CI-2019W39-3-0005 | SCHNEIDER | LBS 3 |  | Lenteng Agung
BK238 | - | SCHENEIDER | LBS |  | Marunda
BK228 | - | SCHNEIDER SM6 | LBS |  | Marunda
KB146 | IEC.62271.200 | SCHNEIDER | LBS |  | Bulungan
SP76 | 0774.18.212 (SP76) | EGA | LBS | 2018 | Kebon Jeruk
SP188 | 0791.18.212 (SP188) | EGA | LBS | 2018 | Kebon Jeruk
KJ9 | 2019CSF63002 (KJ9) | ORMAZABAL | LBSM | 2019 | Kebon Jeruk
SP70 | 2019CSF63019 (SP70) | MG | LBSM | 2019 | Kebon Jeruk
KG92 | 1276.18.214 | EGA | PB 2 | 2018 | Marunda
PL266 | CI - 2018 -W38 -5 -0026 | SCHNEIDER | LBS | 2018 | Pondok Kopi
CN33 | 1158.17.234 | EGA | PB | 2013 | Ciputat
CP275 | 0012.19.214 | EGA | PB | 2019 | Ciputat
MP241 | 0303.18.212 | EGA | LBS | 2018 | Bulungan
MP241 | 3484.17.213 | EGA | LBS MOTORIZE | 2017 | Bulungan
KJ365 | CI-2016-W27-1-0027 | SCHNEIDER | LBS | 2015 | Kebon Jeruk
KJ115 | 1090.13.BF | EGA | PB |  | Kebon Jeruk
CP201 | CI-2016-W20-6-0026 | SCHNEIDER | LBS | 2016 | Ciputat
CP201 | CI-2019-W30-3-0011 | SCHNEIDER | PB | 2019 | Ciputat
KJ85 | 301 | F&G | LBS |  | Kebon Jeruk
KJ251 | 117 | AREVA | PB |  | Kebon Jeruk
KJ213 | 20985/012/07/07/E6 | GAE | LBS |  | Kebon Jeruk
KJ213 | 20985/012/07/07/E6 | GAE | PB |  | Kebon Jeruk
PM235 | CI2019-W43-1-1401 | SCHNEIDER | PB |  | Bulungan
PL269 | 502541141/2001/060 | ABB SAFEPLUS | LBS | 2019 | Pondok Kopi
TD3N | CI.2019.W26.2.0044 | SCHNEIDER | LBS MOTORIZE |  | Bulungan
KJ356 | CI-2016-W34-6-0004 | SCHNEIDER | PGC |  | Kebon Jeruk
KB267B | retrofit ex: SN89 | SCHNEIDER | LBS | 2017 | Bulungan
KJ432 | CI-2019-W48-3-2017_KJ432 | SCHNEIDER | LBS MOTORIZED | 2019 | Kebon Jeruk
KJ432 | CI-2019-W07-3-0015_KJ432 | SCHNEIDER | LBS MOTORIZED | 2019 | Kebon Jeruk
KJ432 | CI-2019-W21-4-0010_KJ432 | SCHNEIDER | TP | 2019 | Kebon Jeruk
JR236 | CI-2020-W07-5-0026 | SCHNEIDER | LBS MOTORISED | 2020 | Pondok Gede
T201 | 198093 | SCHNEIDER | LBS |  | Menteng
CB2 | CI.2015.W34.5.0024 | SCHNEIDER SM6 | LBS |  | Ciracas
GD89 | 2019SCF61004 | ORMAZABAL | PB | 2019 | Ciracas
KP53 | - | ULUSOY | LBS |  | Marunda
DT28A | 0049.21.214 | EGA | PB 1 | 2021 | Lenteng Agung
B115 | B115-0122.21.213 | EGA | LBS 1 | 2021 | Bandengan
TD290 | CI-2021-W21-1-1402 | SCHNEIDER | PB | 2021 | Bulungan
TD290 | CI-2021-W21-1-1402 | SCHNEIDER | LBS | 2021 | Bulungan
PM112 | PM112 | SCHENEIDER | KOPEL |  | Lenteng Agung
E114B | CI.2018.W32.3.0045 | SCHNEIDER SM6 | LBS |  | Ciracas
GD202 | CI.2016.W14.2.0045 | SCHNEIDER SM6 | LBS |  | Ciracas
PL264 | 1393.18.213 | EGA | LBS | 2018 | Pondok Kopi
BN50 | 1926.18.213 | EGA | LBS Motorized | 2018 | Menteng
BN50 | CI-2019-W10-1-0009 | EGA | CBOG | 2018 | Menteng
GD1 | 3601.13.BL | EGA | LBS | 2013 | Ciracas
CPT10 | - | SCHNEIDER | LBS | 2018 | Ciputat
CPT7 | 0221,18,234 | CBO EX UMJ | CBO | 2018 | Ciputat
BDU34K | BDU34K-50237531-004 | ABB SAFEPLUS | LBS | 2018 | Bandengan
CN132 | C1-2018-W31-1039 | SCHNEIDER | LBS | 2018 | Ciputat
BDU35 | BDU35-1635.18.214 | EGA | PB | 2018 | Bandengan
A142P | A142_LBS1 | EGA | LBS 1 |  | Bandengan
JR6 | SM0401085 | MERLIN GERLIN SM6 | LBS | - | Pondok Gede
JR60 | CI-2015-W34-2-0030 | SCHNEIDER SM6 | CBO | 2015 | Pondok Gede
E56 | 12097 | UNINDO FLUOKIT M24+ | LBS | 2009 | Pondok Gede
JR192 | CI.2015.W40.3.0033 | SCHNEIDER SM6 | LBS | 2015 | Pondok Gede
MN1 | CI-2018-W37-1-0007 | SCHNEIDER SM6 | LBS | 2018 | Pondok Gede
MN1 | CI-2018-W22-2-0021 | SCHNEIDER SM6 | LBS | 2018 | Pondok Gede
MN35 | 23921/083/11/03/E6 | GAE | PGDB | 2011 | Pondok Gede
MN6 | 0650.18.212 | EGA | LBS | 2018 | Pondok Gede
JR42 | CV06-5148/008 | SIEMENS | LBS | 1993 | Pondok Gede
PD14 | 6922 | UNINDO FLUOKIT M | LBS | 1997 | Pondok Gede
PD14 | 6884 | UNINDO FLUOKIT M | LBS | 1997 | Pondok Gede
GD184 | 1922.18.218 | EGA | LBS | 2018 | Ciracas
BK264 | 2017CSF63292 | ORMAZABAL | LBS | 2017 | Marunda
E258 | E258-W3246029 | SCHNEIDER | LBS | 2018 | Kramat Jati
BK266 | 2018CSF63088 | ORMAZABAL | LBS | 2018 | Marunda
BK266 | 2018CSF61043 | ORMAZABAL | PB | 2018 | Marunda
E318P | 1596.18.213 | EGA | LBS | - | Pondok Gede
E318P | CI.2018.W40.1.0016 | SCHNEIDER SM6 | LBS | 2018 | Pondok Gede
PIK56 | CI2018 W09-3-0031 | SCHNEIDER | CBO |  | Bandengan
GD72 | CI.2018.W43.1.0046 | SCHNEIDER SM6 | LBS |  | Ciracas
GD72 | CI.2018.W42.1.0020 | SCHNEIDER SM6 | LBS |  | Ciracas
GD72 | 20367/134/05/03/E6 | GAE | PGC |  | Ciracas
KM87 | IDABB419080919 | ABB | LBS MOTORIZE | 2019 | Jatinegara
PML31 | 2151-19 | ULUSOY ELECTRIC | LBS | 2019 | Ciputat
PML31 | 1111-19 | ULUSOY ELECTRIC | PB | 2019 | Ciputat
KM87 | IDABB419080958 | ABB | PB TRAFO | 2019 | Jatinegara
PML28 | C1-W413-1404 | SCHNEIDER | LBS | 2019 | Ciputat
PML28 | C1-W50-4-1402 | SCHNEIDER | PB | 2019 | Ciputat
K228 | 1112-19 | ULUSOY | PB TRAFO | 2019 | Jatinegara
DK45B | SM10360504 | SCHINEIDER | PB |  | Cengkareng
CD420 | IDABB419080950 | ABB | LBS | 2019 | Bintaro
JGK32 | T1/T73005052683-0108 | SIEMENS | PB-1 | 2017 | Lenteng Agung
B253 | NO PLAT | MG SM6 | PB |  | Bandengan
KG458 | 2179-19 | ULUSOY | LBS MOTORIZE | 2019 | Tanjung Priok
CK249 | - | SCHNEIDER | CBOM |  | Marunda
PM298 | PM 298 | SCHNEIDER | LBS-4 |  | Lenteng Agung
GNS37 | GNS37_LBS3 | SIEMENS | LBS 3 |  | Bandengan
GD74 | 1905.18.213 | EGA | LBS |  | Ciracas
KB306 | C1.2018.W31.1.0047 | SCHNEIDER | CBO | 2018 | Bulungan
JR237 | C1-2020-W08-1-0027 | SCHNEIDER | LBS MOTORIZED | 2020 | Pondok Gede
D3G | - | SCHNEIDER | PMT | 2019 | Menteng
PK75 | - | EGA | PB 2 |  | Marunda
GH0134 | CI-2020-W04-4-0004 | SCHINEIDER | LBS MOT | 2020 | Cengkareng
D144 | D144 | SCHNEIDER | LBS MOTORIZE | 2019 | Menteng
GH0097 | - | GAE | LBS ARS | - | Cengkareng
TD94C | 2019CSF63135 | Ormazabal | LBS | 2019 | Bulungan
KB330 | 2019CSF63144 | Ormazabal | LBS | 2019 | Bulungan
DB113 | W33-3-0083 | SCHNEIDER | CBO |  | Bandengan
KB499 | 1927S038 | ORMAZABAL | LBS |  | Bulungan
KB13 | 1928S158 | ORMAZABAL | LBS |  | Bulungan
KB203 | 1928 S 056 | ORMAZABAL | LBS |  | Bulungan
KB93N | 1929S057 | ORMAZABAL | LBS |  | Bulungan
KB502 | 1927S157 | ORMAZABAL | LBS |  | Bulungan
KB330 | 1926S119 | Ormazabal | PB | 2019 | Bulungan
MK124 | 9930 | FLOUKIT M | LBS | - | Cengkareng
GH0219 | 3388.13.BL | EGA | LBS MOT | 2013 | Cengkareng
KP_3 | 0686.15.209 | EGA | LBS (MOTORIZED) | 2015 | Pondok Gede
SN94 | C1.2019.W40.3.0075 | SCHNEIDER | LBS |  | Bulungan
KB63B | 1598.17.234.2017 | EGA | LBS |  | Bulungan
KB208 | 3168.17.213.2017 | EGA | LBS MOTORIZE |  | Bulungan
TB3 | CI-2019-W41-2-0062 | SCHNEIDER | CBOM | 2019 | Menteng
P93P | CI-2019-W33-3-1404 | Schneider RM6 | RMU | 2019 | Menteng
BC133(RELOKASI) | 0365.20.213 | EGA | LBS MOT | 2020 | Cengkareng
TA190 | 1351 - 20 | ULUSOY | LBS | 2020 | Cengkareng
TA190 | 0004 - 21 | ULUSOY | CBOG | 2021 | Cengkareng
E100 | 2019CSF61020 | ORMAZABAL | PB | 2019 | Ciracas
A100 | IDABB419101052 | ABB SAFEPLUS | LBS | 2019 | Bandengan
BK24A | - | EGA | PB II |  | Marunda
BK294 | 0232.21.213 | EGA | LBS | 2021 | Marunda
B63E | 1643.17.212 | EGA | LBS MANUAL | 2017 | Bandengan
PK67E | 3368.17.273 | EGA | LBS | 2017 | Marunda
JR53 | T73005553399.0103 | SIEMENS | LBS |  | Ciracas
BK238 | - | EGA | KOPEL ACO |  | Marunda
SP178 | 0179.19.212 (SP178) | KIT 27.2 | LBS | 2019 | Kebon Jeruk
KJ152 | 0093.19.212 (KJ152) | FLOUKIT M | LBS | 2019 | Kebon Jeruk
KJ142 | 0331.19.214 (KJ142) | FLOUKIT M | PB TRAFO | 2019 | Kebon Jeruk
KL39 | CI-2018-W34-5-0051_KL39 | SCHNEIDER | LBS | 2018 | Kebon Jeruk
KL39 | 0019.19.214 (KL39) | EGA | PB TRAFO II | 2019 | Kebon Jeruk
KJ96 | 2019CSF63007 (KJ96) | F & G | LBSM | 2019 | Kebon Jeruk
KJ93 | 1825.16.213 (KJ93) | EGA | LBSM | 2016 | Kebon Jeruk
KJ93 | CI-2019-W04-2-0023_KJ93 | SCHNEIDER | CBOM | 2019 | Kebon Jeruk
SP70 | 2019CSF61010 (SP70) | MG | PB TRAFO | 2019 | Kebon Jeruk
SP165 | CI-2019-W16-6-0071_SP165 | SCHNEIDER | PB TRAFO II | 2019 | Kebon Jeruk
SP9A | CI-2019-W19-5-0018_SP9A | KIT 25 | LBSM | 2019 | Kebon Jeruk
KJ53 | 2018CSF63245 (KJ53) | SIEMENS | LBS | 2018 | Kebon Jeruk
T280 | W10-5-0047 | SCHNEIDER | CBOM | 2019 | Menteng
GH0191 | CI-2015-W32-5-0002 | SCHNEIDER | LBS |  | Pondok Kopi
GH0087 | CI-2015-W34-4-0052 | SCHNEIDER | LBS |  | Pondok Kopi
GH0191 | 1410.17.213 | EGA | LBS |  | Pondok Kopi
GH0087 | CI-2015-W43-6-0002 | SCHNEIDER | LBS |  | Pondok Kopi
K1 | 14.19.213 | EGA | LBS MOTORIZE | 2019 | Menteng
K123 | CI-2019-W34-3-0007 | Schneider SM6 | LBS MOTORIZE | 2019 | Menteng
CRC2 | CI.2018.W38.4.0033 | SCHNEIDER SM6 | LBS |  | Ciracas
K143 | 2294-19 | Ulusoy | CBOM | 2019 | Menteng
MG24 | CI-2019-W34-3-0013 | Schneider SM6 | LBS MOTORIZE | 2019 | Menteng
KB77 | CI-2019-W36-2-0032 | Schneider SM6 | PB MANUAL | 2019 | Menteng
K15C | CI-2019-W37-5-0036 | Schneider SM6 | LBS MOTORIZE | 2019 | Menteng
S10D | CI-2019-W38-5-1402 | Schneider RM6 | PB | 2019 | Menteng
MG74 | CI-2017-W20-5-0017 | Schneider SM6 | LBS Motorized | 2017 | Menteng
KN88 | CI-2019-W35-1-0015 | Schneider SM6 | LBS MOTORIZE | 2019 | Menteng
K16A | CI-2019-W42-2-1403 | Schneider SM6 | LBS MOTORIZE | 2019 | Menteng
K22B | CI-2017-W04-6-0004 | Schneider SM6 | LBS MANUAL | 2018 | Menteng
K231 | SM198094 | Schneider SM6 | LBS MANUAL | 2012 | Menteng
K231 | SM187102 | Schneider SM6 | PB MANUAL | 2012 | Menteng
K243 | CI-2017-W44-4-0035 | Schneider SM6 | CBOM (MP) | 2017 | Menteng
K24B | - | ORMAZABAL | LBS |  | Menteng
KN244P | 2019CSF63234 | ORMAZABAL | LBS MOTORIZE | 2019 | Menteng
K269 | 2019CSF61116 | ORMAZABAL | PB MANUAL | 2019 | Menteng
K311 | 0925.18.212 | EGA | LBS MANUAL | 2018 | Menteng
K35C | CI-2019-W33-4-0023 | Schneider SM6 | PB MANUAL | 2019 | Menteng
K5 | CI-2019-W38-1-0023 | Schneider SM6 | LBS MOTORIZE | 2019 | Menteng
K5A | CI-2019-W38-2-0050 | Schneider SM6 | LBS MOTORIZE | 2019 | Menteng
KB212 | NO SERI 1 | Schneider SM6 | LBS MOTORIZE |  | Menteng
KB30 | 2019CSF63052 | ORMAZABAL | LBS MOTORIZE | 2019 | Menteng
KB30 | 2019CSF61053 | ORMAZABAL | PB MANUAL | 2019 | Menteng
KB329 | 1388.18.213 | EGA | LBS MOTORIZE | 2018 | Menteng
KB329 | 1811.18.213 | EGA | LBS MOTORIZE | 2018 | Menteng
CK182 | - | ORMAZABAL | LBS |  | Marunda
CK182 | - | ORMAZABAL | PB |  | Marunda
JR237 | CL-2019-W28-4-0022 | SCHNEIDER | PB | 2019 | Pondok Gede
GH0280 | 0321.17.213 | EGA | LBS | 2017 | Marunda
KL241 | 0353.20.213 | EGA | LBS MOTORIZE | 2020 | Bulungan
KL241 | 0354.20.213 | EGA | LBS MOTORIZE | 2020 | Bulungan
KL229 | 2019.CSF.61175 | ORMAZABAL | LBS | 2019 | Bulungan
BK292N | - | ULUSOY | LBS |  | Marunda
KPK53 | 0123.21.213-LBS-KPK53 | EGA | LBS |  | Bandengan
PGS14 | 0248-20 | ULUSOY | PB | 2021 | Marunda
PGS15 | 697 | ULUSOY | LBS | 2021 | Marunda
MB113 | MB113-0750-20-1 | ULUSOY | LBS | 2020 | Bandengan
CB20 | 502308268/3001-026 | ABB SAFEPLUS | PB |  | Ciracas
CB20 | 502308268/2001-006 | ABB SAFEPLUS | LBS |  | Ciracas
KJ190 | 1633.18.214 | EGA | PB |  | Kebon Jeruk
CP20 | CI-2020-W03-4-0005 | SCHNEIDER | LBS | 2020 | Ciputat
PL272 | IDABB419080909 | ABB SAFEPLUS | LBS | 2019 | Pondok Kopi
PL274 | CI - 2019 -W26 -3 -0038 | SCHNEIDER | LBS | 2019 | Pondok Kopi
PL275 | CI - 2019 -W28 -6 -0008 | SCHNEIDER | PB | 2019 | Pondok Kopi
SP84 | CI-2016-W44-3-0039 | SCHNEIDER | LBS |  | Kebon Jeruk
KJ190 | C1-2019-W10-1-0006-KJ190 | SCHNEIDER | CBO |  | Kebon Jeruk
D67B | - | Schneider SM6 | PB | 2019 | Menteng
GD89 | 2017SCF60133 | ORMAZABAL | LBS | 2017 | Ciracas
GD170 | 0126.19.213 | EGA | LBS | 2019 | Ciracas
PIK68 | PIK68-2462-19 | ULUSOY | LBS | 2019 | Bandengan
DB115 | 2454-19 | ULUSOY | LBS 1 | 2019 | Bandengan
PLLB2 | IDABB419101079 | ABB | PB | 2019 | Bandengan
PLLB2 | IDABB41900080883 | ABB SAFEPLUS | LBS | 2019 | Bandengan
CK146 | - | EGA | PGC |  | Marunda
PIK53 | PGDB PIK53-0036-21-234 | EGA | PGDB |  | Bandengan
B115 | B115-0114.21.213 | EGA | LBS 2 | 2021 | Bandengan
CK23X | - | ORMAZABAL | LBS |  | Marunda
PDR21 | 1002.19.214 | EGA | PB TRAFO | 2019 | Pondok Gede
MD52 | - | EGA | PB |  | Marunda
GH0191 | 0190.19.213 | EGA | LBS | 2019 | Pondok Kopi
AB218 | AB218-0787-20 | ULUSOY | LBS 1 | 2020 | Bandengan
PB70 | 0246.21.213 | EGA | LBS | 2021 | Pondok Kopi
E172D | 13.0247 | ABB UniSwitch | PB | 2013 | Pondok Gede
PIK90 | HMH24-02_1152-20 | ULUSOY | PB | 2020 | Bandengan
GD288P | 502308268/1001-031 | ABB SAFEPLUS | LBS |  | Ciracas
CP39A | 0042.20.213 | EGA | LBS | 2020 | Ciputat
CP19A | 0377.20.213 | EGA | LBS | 2020 | Ciputat
CP19A | 1516.17213/2017 | EGA | LBS | 2017 | Ciputat
CP25B | 0047.20.212 | EGA | LBS | 2020 | Ciputat
TD198 | 484420213 | EGA | LBS | 2020 | Ciputat
CP193 | 0485.20.213 | EGA | LBS | 2020 | Ciputat
CN96 | 0463.20.234 | EGA | CBO | 2020 | Ciputat
CNK | 0031.21.214 | EGA | PB | 2021 | Ciputat
CNK | 0032.21.214 | EGA | PB | 2021 | Ciputat
E445 | 0798-20 | ULUSOY | LBS MOTORIZED | 2020 | Kramat Jati
PM236N | 0182-20 | ULUSOY | LBS MOTORIZE |  | Lenteng Agung
PM236N | 0345-21 | ULUSOY | CBOM |  | Lenteng Agung
E43 | 0058.21.212 | EGA | LBS | 2021 | Kramat Jati
KJ172 | KJ172 - 0083.21.214 | EGA | PB Trafo | 2021 | Kebon Jeruk
PML39 | 0568 - 17- 214 | EGA | PB | 2019 | Ciputat
KDR24 | IDBB420030266 | ABB | PMT | 2020 | Cengkareng
KDR24 | IDBB419010090 | ABB | PMT | 2018 | Cengkareng
KDR24 | IDBB420030289 | ABB | PB | 2020 | Cengkareng
E102F | CI-2018W20-2-0010 | SCHNEIDER | CBO | 2018 | Pondok Gede
MN3S | 0262.17.213 | EGA | LBS | 2017 | Pondok Gede
PGL40 | C1--2018-W31-6-0011 | SCHNEIDER SM6 | LBS | 2018 | Pondok Kopi
KPK68 | KPK68-02-0103.21.213.2021 | EGA | LBS | 2021 | Bandengan
MK246 | - | MG | PB |  | Cengkareng
KB507 | 0457.20.234 | EGA | CBO | 2020 | Bulungan
E102F | CI-2018-W20-2-0010 | SCHNEIDER SM6 | LBS | 2018 | Pondok Gede
E102F | CI-2018-W25-4-0021 | SCHNEIDER SM6 | CBOG | 2018 | Pondok Gede
JW90 | CI.2018.W31.6.0022 | SCHNEIDER SM6 | CBOG | 2018 | Pondok Gede
PP149 | 0258-20 | ULLUSOY | PB | 2020 | Bulungan
PP149 | 1306-20 | ULLUSOY | LBS MOTORIZE | 2020 | Bulungan
PP149 | 1307-20 | ULLUSOY | LBS MOTORIZE | 2020 | Bulungan
B222 | B222-1321-20 | ULUSOY | LBS 2 | 2020 | Bandengan
PP148 | 0746-20 | ULLUSOY | LBS MOTORIZE | 2020 | Bulungan
KJ382 | KJ382 LBS 1 | EGA | LBS | 2015 | Kebon Jeruk
MD119 | - | SCHNEIDER | LBS |  | Marunda
MD119 | - | SCHNEIDER | LBS |  | Marunda
GH0009 | CI-2016-W21-5-0018 | SCHNEIDER | LBS-1 | 2016 | Lenteng Agung
GH0009 | CI-2016-W05-4-0013 | SCHNEIDER | LBS-8 | 2016 | Lenteng Agung
GH0009 | CI-2016-W22-3-0021 | SCHNEIDER | LBS-9 | 2016 | Lenteng Agung
PIK93P | CI.19.W38.4.1.1403 | SCHNEIDER | LBS 2 |  | Bandengan
GD9A | CI.2018.W20.6.0016 | SCHNEIDER SM6 | LBS |  | Ciracas
GH0098 | CI-2018-W20-3-0063 | SCHNEIDER | LBS4 | 2018 | Lenteng Agung
GH0417 | 2163.13.31/1311623 | EGA | LBS5 | 2013 | Lenteng Agung
GH0417 | 0372.15.09/1304786 | EGA | LBS8 | 2015 | Lenteng Agung
GH0417 | 0251.15.209/1304488 | EGA | LBS10 | 2015 | Lenteng Agung
GH0168 | CI-2014-W48-3-0014 | SCHNEIDER | LBS 1 | 2014 | Lenteng Agung
GH0043 | GH0043-6 | - | LBS | 2020 | Bandengan
PIK89 | PIK89-0652-20 | ULUSOY | LBS2 | 2020 | Bandengan
E450 | E450 | ULUSOY | LBS | 2021 | Kramat Jati
E99 | 1960.13.BL | EGA | LBS | 2013 | Kramat Jati
E232 | 3327 | UNINDO (FLUOKIT M) | PB | - | Pondok Gede
JS123 | 0091.21.213 | EGA | LBS | 2021 | Pondok Gede
KB265 | 1791.17.213.2017 | EGA | LBS MOTORIZE | 2017 | Bulungan
E447 | - | ULUSOY | LBS MOTORIZED | 2021 | Kramat Jati
E447 | - | ULUSOY | LBS MOTORIZED | 2021 | Kramat Jati
E449 | - | ULUSOY | LBS MOTORIZED | 2021 | Kramat Jati
E447 | - | ULUSOY | CBOM | 2021 | Kramat Jati
E449 | - | ULUSOY | CBOM | 2021 | Kramat Jati
TD414 | 0255.16.212 | EGA | LBS | 2016 | Ciputat
KB363 | 0919-21 | ULLUSOY | CBO | 2021 | Bulungan
TD335 | 0154.21.213 | EGA | LBS MOTORIZE | 2021 | Bulungan
TD335 | 00152.21.214 | EGA | PB | 2021 | Bulungan
GNS39 | GNS39-0405-21-1 | ULUSOY | LBS | 2021 | Bandengan
GNS39 | GNS39-0527-21-2 | ULUSOY | LBS | 2021 | Bandengan
GNS39 | GNS39-0133.21.213-6 | EGA | PB | 2021 | Bandengan
S34C | S34C-PMT-EGA | EGA | PMT |  | Cempaka Putih
S34C | S34C-PMT-EGA2 | EGA | PMT |  | Cempaka Putih
KDR330 | 1314 - 20 | ULUSOY | LBS | 2020 | Cengkareng
GH0133 | CI-2017-W02.3.0031 | SCHNEIDER | LBS MOTORIZED | 2017 | Kramat Jati
GH0133 | CI.-2019-W48-3-0043 | SCHNEIDER | LBS MOTORIZED | 2019 | Kramat Jati
RM56P | RM56P | SCHNEIDER RM6 | PB | 2021 | Cempaka Putih
RM56P | RM56P | SCHNEIDER RM6 | LBS | 2019 | Cempaka Putih
T441 | - | SCHNEIDER | LBS RETROFIT | - | Menteng
T441 | 45625877 | SCHNEIDER | RETROFIT |  | Menteng
CPT11 | 0156.19.213 | EGA | LBS | 2019 | Ciputat
KB425N | C1.2017 W37.5.0004 | SCHNEIDER | LBS MOTORIZE | 2017 | Bulungan
KB425N | C1 2015 W05.1.0023 | SCHNEIDER | CBOM MOTORIZE | 2015 | Bulungan
TA6 | 8639633 | MG Vercors M6 | LBS |  | Cengkareng
CKG183 | C1-2018-W39-6-0021 | SCHINEIDER | LBS | 2018 | Cengkareng
MD78 | - | EGA | LBS |  | Marunda
MB108 | T730056065334-0083/2017-3 | SIEMENS | LBS | 2017 | Bandengan
CK252 | - | SCHNEIDER COMPACT | LBS |  | Marunda
CK252 | - | SCHNEIDER COMPACT | LBS |  | Marunda
CK252 | - | SCHNEIDER COMPACT | PB |  | Marunda
BK286 | - | SCHNEIDER | PGC |  | Marunda
BK287 | - | SCHNEIDER COMPACT | LBS |  | Marunda
PS197 | 2019CSF61094 | F & G | PB TRAFO | 2019 | Cempaka Putih
PML30 | C1-2019-W41-3-1404 | SCHNEIDER | LBS | 2019 | Ciputat
PML30 | C12019-W41-3-1404 | SCHNEIDER | PB | 2019 | Ciputat
CGR57 | 1275-18-214 | EGA | PB-1 |  | Lenteng Agung
KJ112 | KJ112 | SCHNEIDER | LBS MOTORIZED | 2019 | Kebon Jeruk
GNS35N | GNS35_LBS1 | SCHNEIDER SM6 | LBS 1 |  | Bandengan
GNS35N | GNS35_LBS2 | SCHNEIDER SM6 | LBS 2 |  | Bandengan
BK291 | - | FLUOKIT.M | LBS |  | Marunda
KJ187 | 15945401_KJ187 | ORMAZABAL | LBS | 2015 | Kebon Jeruk
KDR320 | 214919 | ULUSOY | LBS MAN | 2019 | Cengkareng
MK207 | 440005 | SCHINEIDER | LBS MOT | 2020 | Cengkareng
KB89 | C1.2019.W39.4.0075 | SCHNEIDER | CBOM |  | Bulungan
GH0191 | 0561.15.213 | EGA | LBS | 2015 | Pondok Kopi
GH0087 | 0317.16.212 | EGA | LBS |  | Pondok Kopi
K70D | - | EGA | PB | 2018 | Menteng
T245 | 1815.18.213 | EGA | LBS | 2018 | Menteng
KS30 | CI-2019-W20-7-0078. | Schneider SM6 | CBOG | 2019 | Menteng
T286 | CI-2017-W38-2-0033 | SCHNEIDER | LBS | 2017 | Menteng
MG74 | CI-2019-W11-5-0026 | Schneider SM6 | CBOG | 2019 | Menteng
KN25 | CI-2019-W11-5-0008 | Schneider SM6 | CBOG | 2019 | Menteng
KN25 | CI-2019-W11-2-0049 | Schneider SM6 | CBOG | 2019 | Menteng
T347 | 1249.18.213 | EGA | LBS MOT | 2018 | Menteng
K1A | CI-2019-W38-3-0014 | Schneider SM6 | PB MANUAL | 2019 | Menteng
K231 | SM187103 | Schneider SM6 | PB MANUAL | 2012 | Menteng
GD2A | 0400.20.213 | EGA | LBS |  | Ciracas
MP240 | CI-2019-W02-5-0027 | SCHNEIDER | CBOM MOTORIZE | 2019 | Bulungan
BDU8 | BDU8-13 | SCHNEIDER SM6 | LBS |  | Bandengan
PM231 | 1409-20 | ULLUSOY | CBOM MOTORIZE | 2020 | Bulungan
KG461 | 1041-20 | ULUSOY | LBS MOTORIZE | 2020 | Tanjung Priok
JR34 | 741674-0000060/010 | SIEMENS | LBS | 2005 | Pondok Gede
JR34 | CV753688-000021/008 | SIEMENS | PB TRAFO | 2006 | Pondok Gede
PG399 | 0259.21.213 | EGA | LBS | 2021 | Pondok Kopi
D153 | 0042-21 | EGA | LBS | 2021 | Menteng
KS47 | - | Schneider | LBS |  | Menteng
GD188 | 1335.2 | ULUSOY ELEKTRIK | LBS | 2020 | Ciracas
BK123 | - | EGA | LBS |  | Marunda
BK238 | - | SCHENEIDER | KOPEL |  | Marunda
BK208 | - | EGA | LBS |  | Marunda
CGR13 | CGR 13 | ABB | PT-1 |  | Lenteng Agung
GD241P | CI.2013.W14.4.0028 | SCHNEIDER SM6 | LBS |  | Ciracas
GD448 | CI.2020.W05.1.0016 | SCHNEIDER SM6 | LBS | 2020 | Ciracas
KP53 | - | EGA | PB |  | Marunda
BK133 | - | EGA | LBS |  | Marunda
GH0248 | 1507.18.213 | EGA | LBS | 2018 | Marunda
D79 | 2523.17.213.2017 | EGA | LBS MOTORIZE | 2017 | Bulungan
PIK66 | PIK66-0217-21 | ULUSOY | PB | 2021 | Bandengan
GD188 | 734.2 | ULUSOY ELEKTRIK | LBS | 2020 | Ciracas
E448 | E448-045620234 | EGA | CBOM | 2020 | Kramat Jati
CK150 | - | SCHENEIDER | LBS |  | Marunda
KJ217 | CI-2018-W34-6-0045-KJ217 | SCHNEIDER | LBS |  | Kebon Jeruk
KJ93 | -KJ93 | SCHNEIDER | CBO |  | Kebon Jeruk
KJ93 | SM0701520 | MG (PGC DAI TV) | CBO |  | Kebon Jeruk
KJ93 | -KJ93 | SCHNEIDER | CBO |  | Kebon Jeruk
KJ407 | CI-2018-W12-1-0017 | EGA | PGC | 2018 | Kebon Jeruk
KJ196 | SM0501102 | SCHNEIDER | PGC |  | Kebon Jeruk
KJ230 | CI-2018-W23-7-0006 | FLOUKIT M | PGC |  | Kebon Jeruk
KJ71 | CV06-5080/005 | SIEMENS | CBO |  | Kebon Jeruk
PB70 | 0247-20 | ULUSOY ELECTRIC | PB TRAFO | 2020 | Pondok Kopi
KG464 | KG464-PB TRAFO | - | PB TRAFO |  | Tanjung Priok
JR53 | T73005555599.0005 | SIEMENS | LBS |  | Ciracas
KJ134 | CI-2017-W32-1-0010-KJ134 | EGA | PGC |  | Kebon Jeruk
PM235 | CI2019-W41-4-1405 | SCHNEIDER | RMU |  | Bulungan
PL267 | 502541141/2001-048 | ABB SAFEPLUS | LBS | 2019 | Pondok Kopi
KB267B | retrofit ex: MP128 | SCHNEIDER | LBS MOTORIZE | 2017 | Bulungan
PIK64 | PIK64-LBS-80888 | ABB | LBS |  | Bandengan
E387 | E387-165219 | ULUSOY | LBS | 2019 | Kramat Jati
AB256P | AB256_LBS2 | SCHNEIDER RM6 | LBS |  | Bandengan
AB256P | AB256_PBTRAFO | SCHNEIDER RM6 | PB TRAFO |  | Bandengan
PIK86 | PIK86-0252-20 | ULUSOY | PB | 2020 | Bandengan
PIK87 | PIK87-0886-20 | ULUSOY | LBS 1 | 2020 | Bandengan
MK171 | MK171-0136.21.213 | EGA | LBS 1 | 2021 | Bandengan
MK171 | MK171-0001.21.214 | EGA | PB | 2021 | Bandengan
T351 | 0050-21-213 | EGA | LBS | 2021 | Menteng
T351 | CL-2019-W30-2-0017 | SCHNEIDER | PB | 2019 | Menteng
BT432 | 0395.20.2013 | EGA | LBS | 2013 | Bintaro
MK468 | MK468-C1.W31-5-0036 | SCHNEIDER | ACO | 2019 | Bandengan
CK31 | - | KIT 27 | B1 |  | Marunda
MP174 | 0164.21.213 | EGA | LBS MOTORIZE | 2021 | Bulungan
PDR19 | 502541141/2001-040 | ABB | LBS SAFE | 2019 | Pondok Gede
PB69 | 1410-20 | ULUSOY | CBOM | 2020 | Pondok Kopi
PIK66 | PIK66-1379-20 | ULUSOY | LBS 2 | 2020 | Bandengan
E275N | E275N-1342-20 | ULUSOY | LBS (MOTORIZE) | 2020 | Kramat Jati
PL268 | 0240-20 | ULUSOY | PB TRAFO | 2020 | Pondok Kopi
KB616 | 0090.21.234 | EGA | CBOM | 2021 | Bulungan
T181 | - | SCHNEIDER | LBS MOTORIZE | 2019 | Menteng
GD108 | CI.2019.W21.5.0028 | SCHNEIDER SM6 | PB |  | Ciracas
TP86 | TP 86 - PB | FLUKIT M | PB |  | Cempaka Putih
KJ422 | CI-2019-W29-3-0012-KJ422 | SCHNEIDER | MOTORIZE | 2019 | Kebon Jeruk
CP194 | 04.02.17.216 | EGA | LBS | 2016 | Ciputat
KB202 | CI-2018-W35-4-0036 | SCHNEIDER | LBS MOTORIZE | 2018 | Bulungan
CP275 | C1-2019-W19-5-0005 | SCHNEIDER MOTORIZED | LBS | 2018 | Ciputat
E442 | 2019CSF63176 | ORMAZABAL | LBS | 2019 | Kramat Jati
KB26A | 1293/18/214 | EGA | PB | 2018 | Bulungan
PIK64 | PIK64-LBS-80935 | ABB | LBS |  | Bandengan
BT432 | 0399.20.2013 | EGA | LBS | 2013 | Bintaro
BT432 | 1893-19 | ULUSOY | PB | 2019 | Bintaro
MK468 | MK468-0127.21.213 | EGA | LBS | 2021 | Bandengan
B65N | B65N-0109.21.213 | EGA | LBS 2 | 2021 | Bandengan
KB617 | 0144.21.213 | EGA | LBS MOTORIZE | 2021 | Bulungan
KB617 | 0369-21 | ULLUSOY | CBOM MOTORIZE | 2021 | Bulungan
KB208 | 3135.17.213.2017 | EGA | LBS MOTORIZE |  | Bulungan
MN56 | C1-2019-W36-5-0019 | SCHNEIDER | PB TRAFO | 2019 | Pondok Gede
BT422 | C1-2019-1039-3-1402 | SCHNEIDER | PB | 2019 | Bintaro
CD413 | 2377-19 | ULUSOY | LBS | 2019 | Bintaro
CP40 | 2408-19 | ULUSOY | LBS | 2019 | Ciputat
KB609 | 345117.213.2017 | SCHNEIDER | LBS MOTORIZE |  | Bulungan
GH0142 | 2162-19 | ULUSOY | LBS | 2019 | Menteng
SN103 | C1.2017.W38.1.0083 | SCHNEIDER | CBOM MOTORIZE |  | Bulungan
GH0073 | 19 8083 | ABB | LBS | 2019 | Cengkareng
MK172 | W39.1.0074 | SCHNEIDER | PGC | 2019 | Cengkareng
K50D | 51017212 | EGA | LBS | 2017 | Jatinegara
KM125 | CI-2020-W04-4-0007 | SCHNEIDER | LBS | 2020 | Jatinegara
E445 | E445-CI2020-W0430011 | SCHNEIDER | LBS | 2020 | Kramat Jati
E445 | E445-CI2020W3950015 | SCHNEIDER | PB TRAFO | 2020 | Kramat Jati
E445 | E445-CI2020W3140040 | SCHNEIDER | ACO | 2020 | Kramat Jati
KG460 | 2443-19 | ULUSOY | LBS MOTORIZE | 2019 | Tanjung Priok
D79 | C1.2019.W.40.4.0016 | SCHNEIDER | PB | 2019 | Bulungan
D140 | 0604-20 | ULUSOY | LBS | 2020 | Menteng
D140 | 1890-19 | SCHNEIDER | PB | 2019 | Menteng
BDU41 | 13.1843/20013 | ABB UNISWITCH | LBS | 2013 | Bandengan
TA180 | C1-2018-W13-4-0023 | SCHINEIDER | LBS | 2018 | Cengkareng
E446 | E446-4688 | UNINDO | PB | 2011 | Kramat Jati
BK293 | 0370-20 | ULUSOY | LBS | 2020 | Marunda
E247 | 8650012 | VERCOS M6 | LBS |  | Ciracas
E247 | 412 | VERCOS M6 | LBS |  | Ciracas
GH0191 | 1963.13.BL | EGA | LBS | 2013 | Pondok Kopi
CP491 | 0969-20 | ULUSOY | LBS MOTORIZE | 2019 | Ciputat
GD70 | SM9605931 | MERLIN GERIN SM6 | PB | 1996 | Ciracas
BK259 | - | MG SM6 | LBS |  | Marunda
JS130P | 265017213 | EGA | LBS | 2017 | Pondok Gede
JR189 | CI-2015-W41-1-0022 | SCHNEIDER SM6 | LBS | 2015 | Pondok Gede
JS200 | CI.2012.W40.4.0017 (MOT) | SCHNEIDER SM6 | LBS | 2012 | Pondok Gede
GH0501 | 374917213 | EGA | LBS | 2017 | Pondok Gede
BC26 | 883495-0000801-014 | SIEMENS | LBS | 2015 | Cengkareng
PL258 | Cl - 2018 - W32 -1 -0050 | SCHNEIDER | LBS | 2018 | Pondok Kopi
PL261 | Cl - 2018 - W35 -5 -0020 | SCHNEIDER | PB | 2018 | Pondok Kopi
PGS3N | S/N 18051701 | EGA | LBS | 2018 | Marunda
PGS3N | S/N 18051281 | EGA | LBS | 2018 | Marunda
T22N | 1518.18.213 | EGA | LBS | 2018 | Menteng
BK111 | - | EGA | LBS |  | Marunda
JR163 | CI.2018.W19.3.0017 | SCHNEIDER | LBS | 2018 | Pondok Gede
PDR3S | CI-2016-W05-4-0037 | SCHNEIDER SM6 | PB | 2016 | Pondok Gede
JR70 | CI-2013-W44-2-0006 | SCHNEIDER SM6 | LBS | 2013 | Pondok Gede
E157B | 2023/03 | CONTACT PLASMA | PB |  | Ciracas
BK120 | - | EGA | LBS |  | Marunda
KG202 | W35-1-0006 | SCHNEIDER | LBS | 2018 | Marunda
E226 | CV06-5143/002 | SIEMENS | LBS | 1993 | Pondok Gede
GD35 | CI.2018.W36.3.0033 | SCHNEIDER SM6 | LBS | 2018 | Ciracas
GD184 | 0013.19.213 | EGA | LBS | 2019 | Ciracas
GD184 | CI.2019.W03.4.0037 | SCHNEIDER SM6 | PGC | 2019 | Ciracas
JS47 | CI.2017.W13.6.0004 | SCHNEIDER SM6 | LBS | 2017 | Pondok Gede
GD117 | 1565.18.213 | EGA | LBS |  | Ciracas
BK273 | C1-2018-W35-4-0046 | SCHNEIDER | LBS | 2018 | Marunda
BK273 | C1-2018-W34-4-0005 | SCHNEIDER | LBS | 2018 | Marunda
CK93 | 182.1921 | EGA | PB |  | Marunda
T420 | 0181.17.216 | EGA | CBOM | 2017 | Menteng
T420 | W341-2-0006 | SCHNEIDER | LBS | 2017 | Menteng
T420 | 0411.17.213 | EGA | LBS | 2017 | Menteng
CB32 | CI.2017.W30.2.0008 | SCHNEIDER SM6 | LBS |  | Ciracas
BK272 | 1546.18.213 | EGA | LBS | 2018 | Marunda
BK272 | 1477.18.214 | EGA | PB | 2018 | Marunda
GD183 | T73005355599.0056 | SIEMENS | LBS |  | Ciracas
GD183 | T73005355599.0075 | SIEMENS | PB |  | Ciracas
T444 | 0578.12.212 | EGA | PMT |  | Menteng
GD262P | 0128.19.213 | EGA | LBS | 2019 | Ciracas
GD262P | 0168.19.212 | EGA | LBS | 2019 | Ciracas
GD296 | CI.2015.W28.2.0002 | SCHNEIDER SM6 | LBS |  | Ciracas
GD296 | SM.0803280 | SCHNEIDER SM6 | LBS |  | Ciracas
BC65 | 95023.73 | MG | PB | 2016 | Cengkareng
PD74P | 1605S103 | ORMAZABAL | PB | 2016 | Pondok Gede
GD71 | 0394.15.212 | EGA | LBS | 2015 | Pondok Gede
GD71 | 1148.17.213 | EGA | LBS | 2017 | Pondok Gede
GD58B | CI-2016-W13-3-0018 | SCHNEIDER SM6 | PB | 2016 | Pondok Gede
KS39 | CI-2017-W37-3-0037 | Schneider SM6 | LBS MOTORIZE | 2017 | Menteng
KS59 | CI-2019-W11-5-0009 | Schneider SM6 | CBOG | 2019 | Menteng
KS64 | 1279.18.213 | EGA | LBS MOTORIZE | 2018 | Menteng
MD53 | - | ULUSOY | PGC |  | Marunda
BC133(RELOKASI) | 0370.20.213 | EGA | LBS MOT | 2020 | Cengkareng
CKG177 | CI-2019-W48-3-0018 | SCHINEIDER | LBS | 2019 | Cengkareng
CKG177 | CI-2019-W48-3-0018 | SCHINEIDER | LBS | 2019 | Cengkareng
CK36 | - | EGA | LBS |  | Marunda
PB69 | 0252.21.213 | EGA | LBS | 2021 | Pondok Kopi
E139 | 0067.21.214 | EGA | PB TRAFO 2 | 2021 | Pondok Kopi
E139 | 2444.17.213 | EGA | LBS | 2017 | Pondok Kopi
PIK95 | PIK95-1331-20 | ULUSOY | LBS 1 | 2020 | Bandengan
PIK95 | PIK95-0006-21 | ULUSOY | PGDB | 2020 | Bandengan
TA139P | EC01906254 | JOONGWON | LBS MOT | 2019 | Cengkareng
MB113 | MB113-0002-21-3 | ULUSOY | CBOM | 2021 | Bandengan
BK99 | - | SIEMENS | LBS |  | Marunda
CB19P | 0096.21.214 | EGA | PB | 2021 | Ciracas
BK294 | 0046.21.234 | EGA | PGC | 2021 | Marunda
E275N | E275N-063120 | ULUSOY | LBS (MOTORIZE) | 2020 | Kramat Jati
TD341 | 0934.18.214 | EGA | PB | 2018 | Bulungan
SP16 | 2018CSF61112 (SP16) | F&G | PB TRAFO | 2018 | Kebon Jeruk
SP70 | 2019CSF63004 (SP70) | MG | LBSM | 2019 | Kebon Jeruk
KJ60 | 2019CSF63035 (KJ60) | SIEMENS | LBSM | 2019 | Kebon Jeruk
SP17A | CI-2019-W19-5-0020_SP17A | SCHNEIDER | LBSM | 2019 | Kebon Jeruk
SP165 | C-2019I-W19-5-0036_SP165 | SCHNEIDER | LBSM | 2019 | Kebon Jeruk
KJ100 | CI-2019-W20-1-0026_KJ100 | EGA | LBS | 2019 | Kebon Jeruk
KJ6 | CI-2019-W19-5-0031_KJ6 | KIT 27.2 | LBS | 2019 | Kebon Jeruk
KJ87 | RMNU1991/359-KJ 87 | F & G | CBO |  | Kebon Jeruk
KJ87 | RMU 1991/359-KJ 87 | F & G | CBO |  | Kebon Jeruk
KL69 | -KL 69 | FLOUKIT M | LBS |  | Kebon Jeruk
KL69 | -KL 69 | FLOUKIT M | PB |  | Kebon Jeruk
GD123 | 2019CSF63348 | ORMAZABAL | LBS |  | Ciracas
SP84 | 729 | FLOUKIT M | PB |  | Kebon Jeruk
PIK64 | PIK64-PB-80882 | ABB | PB |  | Bandengan
PD51 | 0857.15.209 | EGA | LBS | 2015 | Pondok Gede
D38 | 13.0342.2013 | ABB Uniswitch | PB | 2013 | Bulungan
AB258P | AB258P-CL-2019-W26-2-1401 | SCHENEIDER | LBS 1 | 2019 | Bandengan
PIK78 | PIK78-1019-20 | ULUSOY | LBS | 2020 | Bandengan
PIK78 | PIK78-1019-20 | ULUSOY | LBS | 2020 | Bandengan
MK442 | MK442-PGC | SCHNEIDER | KOPEL | 2019 | Bandengan
GH0085 | 0235.17.213 | EGA | LBS | 2017 | Pondok Kopi
GH0085 | 0277.17.213 | EGA | LBS | 2017 | Pondok Kopi
GH0607 | CI-2012-W40-4-0030 | SCHNEIDER | LBS | 2012 | Pondok Kopi
GH0095 | 08CI12445 | TRAFINDO | METERING | 2008 | Pondok Kopi
TP108N | ULUSOYELECTRIC/PMT/KOPEL1 | ULUSOY ELECTRIC | PMT |  | Cempaka Putih
TP108N | ULUSOYELECTRIC/PMT/KOPEL1 | ULUSOY ELECTRIC | PMT |  | Cempaka Putih
MK442 | ACO-MK442 | ULUSOY ELECTRIC | ACO |  | Bandengan
GH0095 | CI-2015-W42-7-0010 | SCHNEIDER | LBS | 2015 | Pondok Kopi
GH0095 | CI-2015-W43-3-0042 | SCHNEIDER | LBS | 2015 | Pondok Kopi
KB372N | C1.2019.W29.2.0003 | SCHNEIDER | LBS MOTORIZE | 2019 | Bulungan
KB372N | 0 | SCHNEIDER | CBOM MOTORIZE |  | Bulungan
SN134 | 3.1588.2013 | EGA | LBS MOTORIZE | 2013 | Bulungan
PL277 | 1096-20 | ULUSOY ELECTRIC | CBOM | 2020 | Pondok Kopi
BK292N | - | SCHNEIDER | CBOM |  | Marunda
T167 | W20-1-0040 | Schneider | LBS | 2020 | Menteng
BK170 | - | EGA | PB |  | Marunda
SP76 | 0807.18.212 (SP76) | EGA | LBS | 2018 | Kebon Jeruk
KJ152 | 0131.19.214 (KJ152) | GAE | PB | 2019 | Kebon Jeruk
PM235 | CI2019-W41-4-1403 | SCHNEIDER | RMU |  | Bulungan
MD52 | - | SCHNEIDER | PGC II |  | Marunda
TA80 | - | ABB | PB |  | Cengkareng
SN71 | 0530.17.213.2017 | EGA | LBS | 2017 | Bulungan
SD153 | - | AEP | PB | 2018 | Tanjung Priok
KL241 | 0995.19.214 | EGA | PB | 2020 | Bulungan
BK38 | - | EGA | PGC |  | Marunda
KJ23 | - | - | PB | - | Cengkareng
KB218A | 0012-21 | ULLUSOY | CBOM MOTORIZE | 2021 | Bulungan
PGS13 | 0836-20 | ULUSOY | LBS | 2021 | Marunda
CB61 | 0423.21.213 | EGA | LBS | 2021 | Ciracas
GD319P | 0439.21.213 | EGA | LBS | 2021 | Ciracas
GD319P | 0445.21.213 | EGA | LBS | 2021 | Ciracas
GD319P | 275.2 | ULUSOY ELEKTRIK | PB | 2020 | Ciracas
GD288P | 502308268/2001-031 | ABB SAFEPLUS | LBS |  | Ciracas
GD288P | 502308268/3001-027 | ABB SAFEPLUS | PB |  | Ciracas
TD58 | 0041.20.212 | EGA | LBS | 2020 | Ciputat
TD58 | 0486.20.213 | EGA | LBS | 2020 | Ciputat
CP209 | 0982-20 | ULUSOY | LBS | 2020 | Ciputat
E445 | 0782-20 | ULUSOY | LBS MOTORIZED | 2020 | Kramat Jati
KB573 | C1.2013.W22.5.0018 | SCHNEIDER | LBS MOTORIZE | 2013 | Bulungan
KB573 | C1.2013.W24.3.0007 | SCHNEIDER | LBS MOTORIZE | 2013 | Bulungan
E43 | 0468.21.213 | EGA | LBS | 2021 | Kramat Jati
GD264 | 0413-21 | ULUSOY ELEKTRIK | CBOM | 2021 | Ciracas
KJ225 | KJ225 - 1305.13.BF | EGA | PB Trafo | 2020 | Kebon Jeruk
PML40 | 1282 - 20 | ULUSOY ELECTRIC | LBS | 2020 | Ciputat
PML40 | IEC 62271-200 | SCHNEIDER | PB | - | Ciputat
KJ215 | KJ215 - CI-2019-W39-2-140 | FLOUKIT M | LBS | 2019 | Kebon Jeruk
MN3S | 1340.16.213 | EGA | LBS | 2016 | Pondok Gede
MN3S | 1150.16.213 | EGA | LBS | 2016 | Pondok Gede
PGL42 | C1--2018-W31-1-0046 | SCHNEIDER SM6 | LBS | 2018 | Pondok Kopi
PD20 | CV06-5147/023 | SIEMENS | PB | 1993 | Pondok Gede
KPK68 | KPK68-01-0105.21.213.2021 | EGA | LBS | 2021 | Bandengan
KPK68 | KPK68-03-0360.21.2021 | ULUSOY | CBOG | 2021 | Bandengan
K47C | K47C-ARAHK264 | EGA | PMT |  | Cempaka Putih
PP148 | 0983-20 | ULLUSOY | LBS MOTORIZE | 2020 | Bulungan
PP148 | 0601-21 | ULLUSOY | PB | 2021 | Bulungan
K47C | K47C-ARAHK47B | EGA | PMT |  | Cempaka Putih
GH0090 | 1715.16.213 | EGA | LBS-4 | 2016 | Lenteng Agung
GH0090 | 1718.16.213 | EGA | LBS-5 | 2016 | Lenteng Agung
GH0090 | CI-2016-W48-3-0017 | SCHNEIDER | LBS-6 | 2016 | Lenteng Agung
TD218P | CI-2021-W21-3-1402 | SCHNEIDER | LBS | 2021 | Bulungan
TD218P | CI-2021-W21-3-1402 | SCHNEIDER | PB | 2021 | Bulungan
KJ438 | KJ438 - 0820-20 | ULUSOY | LBS | 2020 | Kebon Jeruk
KJ438 | KJ438 - 0814-20 | ULUSOY | LBS | 2020 | Kebon Jeruk
KJ438 | KJ438 - 0219-21 | ULUSOY | PB TRAFO | 2021 | Kebon Jeruk
CP39A | 0491.20.213 | EGA | LBS | 2020 | Ciputat
CP25B | 0378.20.213 | EGA | LBS | 2020 | Ciputat
CP384 | 0053.21.234 | EGA | CBO | 2021 | Ciputat
PM236N | 0985-20 | ULUSOY | LBS MOTORIZE |  | Lenteng Agung
KL243 | 1364-20 | ULLUSOY | LBS MOTORIZE | 2020 | Bulungan
PML39 | 0166 - 20 | ULUSOY ELECTRIC | LBS | 2020 | Ciputat
TD183 | 0636-21 | ULLUSOY | CBOM MOTORIZE | 2021 | Bulungan
DB45 | KOPEL DB45 | ULUSOY | LBS |  | Bandengan
MN3S | 1374.16.213 | EGA | LBS | 2016 | Pondok Gede
MN3S | 0310.16.214 | EGA | PB | 2016 | Pondok Gede
MN45 | CI-2018-W34-7-0006 | SCHNEIDER | LBS | 2018 | Pondok Gede
KB507 | 0714-20 | ULLUSOY | LBS MOTORIZE | 2020 | Bulungan
KB507 | 0707-20 | ULLUSOY | LBS MOTORIZE | 2020 | Bulungan
B200 | B200-CI-2019-W03-3-0028 | SCHENEIDER | CBOM | 2019 | Bandengan
KJ38 | KJ38 LBS | EGA | LBS | 2018 | Kebon Jeruk
KJ382 | KJ382 LBS 2 | EGA | LBS | 2015 | Kebon Jeruk
KB553 | 0001-21 | ULLUSOY | LBS MOTORIZE | 2021 | Bulungan
B222 | B222-0209-20 | ULUSOY | LBS 1 |  | Bandengan
GH0090 | 1494.16.213 | EGA | LBS-3 | 2016 | Lenteng Agung
GH0042 | 1253.18.213 | EGA | LBS-2 | 2018 | Lenteng Agung
GH0042 | CI-2016-W32-5-0060 | SCHNEIDER | LBS-3 | 2016 | Lenteng Agung
GH0042 | CI-2016-W34-4-0032 | SCHNEIDER | LBS-7 | 2016 | Lenteng Agung
GH0009 | CI-2016-W21-4-0004 | SCHNEIDER | LBS-5 | 2016 | Lenteng Agung
GH0009 | CI-2016-W22-1-0057 | SCHNEIDER | LBS-6 | 2016 | Lenteng Agung
PIK93P | CI.20.W04.4.1403 | SCHNEIDER | PB |  | Bandengan
GD9A | 1270 | KIT 25 | LBS |  | Ciracas
GD9A | CI.2017.W42.4.0036 | SCHNEIDER SM6 | LBS |  | Ciracas
GD9A | 1269 | KIT 25 | LBS |  | Ciracas
GD9A | CI.2018.W28.5.0016 | SCHNEIDER SM6 | LBS |  | Ciracas
TP51 | TP51-PGC | SCHNEIDER SM6 | PGC |  | Cempaka Putih
GH0039 | GH0039-1 | - | LBS | 2020 | Bandengan
GH0039 | GH0039-2 | ULUSOY | LBS | 2020 | Bandengan
GH0039 | GH0039-3 | SCHNEIDER | LBS | 2020 | Bandengan
GH0043 | GH0043-1 | SCHNEIDER | LBS | 2020 | Bandengan
GH0043 | GH0043-2 | ULUSOY | LBS | 2020 | Bandengan
GH0043 | GH0043-3 | ULUSOY | LBS | 2020 | Bandengan
GH0043 | GH0043-4 | ULUSOY | LBS | 2020 | Bandengan
GH0043 | GH0043-5 | - | LBS | 2020 | Bandengan
GH0043 | GH0043-7 | - | LBS | 2020 | Bandengan
GH0043 | GH0043-8 | ULUSOY | LBS | 2020 | Bandengan
GH0043 | GH0043-9 | ULUSOY | LBS | 2020 | Bandengan
GH0311 | GH0311-2 | - | LBS | 2020 | Bandengan
GH0311 | GH0311-9 | - | LBS | 2020 | Bandengan
GH0311 | GH0311-10 | - | LBS | 2020 | Bandengan
PIK88 | PIK88-1384-20 | ULUSOY | LBS2 | 2020 | Bandengan
KDR328 | 0604-21 | ULUSOY | PB | 2021 | Cengkareng
E232 | 3358 | UNINDO (FLUOKIT M) | LBS | - | Pondok Gede
E232 | 1110 | UNINDO (FLUOKIT M) | LBS | - | Pondok Gede
E232 | 438 | UNINDO (FLUOKIT M) | PGDB | - | Pondok Gede
E232 | 441 | UNINDO (FLUOKIT M) | PB | - | Pondok Gede
JS123 | 0090.21.213 | EGA | LBS | 2021 | Pondok Gede
JS123 | 0060.21.214 | EGA | PB | 2021 | Pondok Gede
KB265 | 1786.16.213.2016 | EGA | LBS MOTORIZE | 2016 | Bulungan
E449 | - | ULUSOY | LBS MOTORIZED | 2021 | Kramat Jati
PG237 | CI-2018-W38-5-0014 | SCHNEIDER | LBS | 2018 | Pondok Kopi
TG102B | C1-2018-W03-2-0049 | SCHINEIDER | PB |  | Cengkareng
TG102B | C1-2018-W03-2-0040 | SCHINEIDER | PB |  | Cengkareng
TD335 | 0148.21.213 | EGA | LBS MOTORIZE | 2021 | Bulungan
GNS39 | GNS39-0112.21.213-5 | EGA | PB | 2021 | Bandengan
S34C | S34C-PB-ULUSOY | ULUSOY | PB |  | Cempaka Putih
GH0054 | 1519.13.BL | EGA | LBS (MOTORIZED) | 2013 | Pondok Gede
MP136 | SM 1036163CI | EGA | PB |  | Bulungan
CP209 | 917 | ULUSOY | LBS | 2020 | Ciputat
CP297 | 0755-20 | ULUSOY | LBS | 2020 | Ciputat
CP297 | 0533-21 | ULUSOY | CBOM | 2021 | Ciputat
CN117N | 1491.17.212 | EGA | LBS | 2017 | Ciputat
PML39 | 0753 - 20 | ULUSOY ELECTRIC | LBS | 2020 | Ciputat
PML40 | 1283 - 20 | ULUSOY ELECTRIC | LBS | 2020 | Ciputat
JR225 | CI-2018-W09-2-0002 | SCHNEIDER | CBOG | 2018 | Pondok Gede
E242 | SM0603357 | MERLIN GERLIN | LBS | - | Pondok Gede
B222 | B222-0530-21 | ULUSOY | CBO | 2021 | Bandengan
CK256 | - | EGA | LBS |  | Marunda
CK256 | - | EGA | LBS |  | Marunda
CK256 | - | EGA | PGC |  | Marunda
GH0092 | T73005052683-0314 | SIEMENS | LBS 6 | 2017 | Lenteng Agung
GH0092 | T73005052683-0308 | SIEMENS | LBS 7 | 2017 | Lenteng Agung
GH0042 | CI-2013-W46-2-0004 | SCHNEIDER | LBS-4 | 2013 | Lenteng Agung
GH0426 | CI-2013-W46-2-0004 | SCHNEIDER | LBS 2 | 2013 | Lenteng Agung
GH0426 | GH426 | EGA | LBS 6 |  | Lenteng Agung
GH0426 | CI-2018-W34-5-0054 | SCHNEIDER | LBS 7 | 2018 | Lenteng Agung
GH0426 | 1342.18.213 | EGA | LBS 9 | 2018 | Lenteng Agung
GH0426 | PM175N | EGA | LBS 10 |  | Lenteng Agung
GH0426 | 0267.15.209 | EGA | LBS 11 | 2015 | Lenteng Agung
GH0426 | GH426 | FLUOKIT M BIRU | LBS 17 |  | Lenteng Agung
TD414 | 8872 | UNINDO | LBS |  | Ciputat
TD414 | 0259.16.212 | EGA | LBS | 2010 | Ciputat
PG234 | 140113012001 | ABB | PB |  | Cempaka Putih
GH0054 | CI-2016-W50-2-0045 | SCHNEIDER SM6 | LBS (MOTORIZED) | 2016 | Pondok Gede
PK191 | - | ALSTHOM | LBS |  | Tanjung Priok
PK191 | - | ALSTHOM | LBS |  | Tanjung Priok
TP32 | TP32-PMT-EGA1 | EGA | PMT |  | Cempaka Putih
RM56P | IEC62271-200 | SCHNEIDER RM6 | LBS | 2019 | Cempaka Putih
KG465 | 0430.21.213 | EGA | LBS | 2021 | Tanjung Priok
KG465 | 0472.20.214 | EGA | CBO | 2021 | Tanjung Priok
PIK66 | PIK66-0000.16.2.16 | EGA | CBOG | 2016 | Bandengan
BT430 | 112320 | ULUSOY | CBOM |  | Bintaro
TD102N | 102821 | ULUSOY | PB | 2021 | Ciputat
T110 | 0633-21 | ULUSOY | LBS MOTORIZE | 2021 | Menteng
GH0170 | CI.2016.W24.2.0004 | SCHNEIDER SM6 | LBS |  | Ciracas
GH0170 | 3695.13.BL | EGA | LBS |  | Ciracas
GH0170 | 3687.13.BL | EGA | LBS |  | Ciracas
GH0170 | 13.0227 | ABB UNISWITCH | LBS |  | Ciracas
GH0425 | 2694.17.213 | EGA | LBS |  | Ciracas
GH0425 | 2560.17.213 | EGA | LBS |  | Ciracas
GH0425 | 0607.15.213 | EGA | LBS |  | Ciracas
GH0425 | 54315.213 | EGA | LBS |  | Ciracas
GH0425 | 0608.15.213 | EGA | LBS |  | Ciracas
GH0425 | CI.2015.W43.2.004 | SCHNEIDER SM6 | LBS |  | Ciracas
GH0425 | 0208.17.213 | SCHNEIDER SM6 | LBS |  | Ciracas
GH0425 | 2601.17.213 | SCHNEIDER SM6 | LBS |  | Ciracas
GH0140 | CI.2018.W29.1.0046 | SCHNEIDER SM6 | LBS |  | Ciracas
GH0140 | SM1124199CI | SCHNEIDER SM6 | LBS |  | Ciracas
GH0140 | 12228 | FLOUKIT M | LBS |  | Ciracas
GH0140 | 12246 | FLOUKIT M | LBS |  | Ciracas
GH0140 | 12237 | FLOUKIT M | LBS |  | Ciracas
GH0140 | 12233 | FLOUKIT M | LBS |  | Ciracas
GH0140 | SM1118030CI | SCHNEIDER SM6 | LBS |  | Ciracas
GH0140 | 12195 | FLOUKIT M | LBS |  | Ciracas
GH0140 | 12194 | FLOUKIT M | LBS |  | Ciracas
GH0140 | CI.2016.W24.4.0015 | SCHNEIDER SM6 | LBS |  | Ciracas
GH0140 | 695.12.BL | EGA | LBS |  | Ciracas
GH0140 | 12201 | FLOUKIT M | LBS |  | Ciracas
GH0136 | CI.2017.W37.2.0024 | SCHNEIDER SM6 | LBS |  | Ciracas
GH0136 | 2683.17.213 | EGA | LBS |  | Ciracas
GH0147 | CI.2017.W38.5.0015 | SCHNEIDER SM6 | LBS |  | Ciracas
TD21 | CI-2020-W20-3-0028 | SCHNEIDER | LBS | 2020 | Ciputat
CNK2 | CI-2019-W28-2-0025 | SCHNEIDER | LBS | 2019 | Ciputat
CNK2 | CI-2019-W31-2-0002 | SCHNEIDER | LBS | 2019 | Ciputat
TD458 | T73005065334-0043 | SIEMENS | LBS | 2017 | Ciputat
TD458 | 0344.18.214 | EGA | PB | 2018 | Ciputat
TD180 | CI-2018-W41-5-0062 | SCHNEIDER | LBS | 2018 | Ciputat
TD181 | 8876 | UNINDO | LBS | 2003 | Ciputat
CKG197 | 1025-21 | ULUSOY | PB | 2021 | Cengkareng
CN136 | CI-2015-W25-5-0032 | SCHNEIDER | CBO | 2015 | Ciputat
GH0090 | CI-2016-W48-4-0042 | SCHNEIDER | LBS-7 | 2016 | Lenteng Agung
GH0090 | CI-2016-W48-3-0047 | SCHNEIDER | LBS-8 | 2016 | Lenteng Agung
MP110 | 0014.21.214 | EGA | PB | 2021 | Bulungan
GH0090 | CI-2016-W48-4-0001 | SCHNEIDER | LBS-9 | 2016 | Lenteng Agung
GH0042 | 1348.18.213 | EGA | LBS-1 | 2018 | Lenteng Agung
GH0098 | CI-2016-W34-4-0025 | SCHNEIDER | LBS-4 | 2016 | Lenteng Agung
GH0042 | CI-2016-W33-1-0008 | SCHNEIDER | LBS-5 | 2016 | Lenteng Agung
GH0042 | CI-2016-W32-2-0036 | SCHNEIDER | LBS-6 | 2016 | Lenteng Agung
GH0042 | CI-2017-W40-3-0109 | SCHNEIDER | LBS-8 | 2017 | Lenteng Agung
GH0009 | CI-2016-W15-6-0027 | SCHNEIDER | LBS-2 | 2016 | Lenteng Agung
GH0009 | CI-2016-W04-2-0044 | SCHNEIDER | LBS-3 | 2016 | Lenteng Agung
GH0009 | CI-2016-W21-3-0005 | SCHNEIDER | LBS-4 | 2016 | Lenteng Agung
GH0009 | CI-2016-W22-2-0022 | SCHNEIDER | LBS-7 | 2016 | Lenteng Agung
GH0009 | CI-2016-W22-4-0061 | SCHNEIDER | LBS-10 | 2016 | Lenteng Agung
GH0009 | CI-2016-W22-1-0024 | SCHNEIDER | LBS-11 | 2016 | Lenteng Agung
GH0009 | CI-2016-W03-2-0034 | SCHNEIDER | LBS-12 | 2016 | Lenteng Agung
GH0009 | CI-2016-W21-3-0045 | SCHNEIDER | LBS-13 | 2016 | Lenteng Agung
GH0009 | CI-2016-W22-5-0023 | SCHNEIDER | LBS-14 | 2016 | Lenteng Agung
GH0009 | CI-2018-W11-1-0027 | SCHNEIDER | LBS-15 | 2018 | Lenteng Agung
GD9A | 1260 | KIT 25 | LBS |  | Ciracas
GD9A | CI.2019.W40.4.0018 | SCHNEIDER SM6 | PB |  | Ciracas
GH0417 | 0069.15.20/1501544 | EGA | LBS9 | 2015 | Lenteng Agung
GH0417 | CI-2016-W32-5-0017 | SCHNEIDER | LBS12 | 2016 | Lenteng Agung
BDA43 | 2271-19 | ULUSOY | PGDB | 2019 | Cengkareng
GH0311 | GH0311-1 | - | LBS | 2020 | Bandengan
GH0311 | GH0311-3 | - | LBS | 2020 | Bandengan
GH0311 | GH0311-4 | - | LBS | 2020 | Bandengan
GH0311 | GH0311-5 | - | LBS | 2020 | Bandengan
GH0311 | GH0311-6 | - | LBS | 2020 | Bandengan
GH0311 | GH0311-7 | - | LBS | 2020 | Bandengan
GH0311 | GH0311-8 | - | LBS | 2020 | Bandengan
PIK88 | PIK88-0236-20 | ULUSOY | LBS1 | 2020 | Bandengan
PIK88 | PIK88-0653-20 | ULUSOY | PB | 2020 | Bandengan
PIK89 | PIK89-0227-20 | ULUSOY | LBS1 | 2020 | Bandengan
PIK89 | PIK89-1381-20 | ULUSOY | PB | 2020 | Bandengan
KDR328 | 1290-20 | ULUSOY | LBS | 2020 | Cengkareng
KDR328 | 0350-21 | ULUSOY | LBS | 2021 | Cengkareng
KDR328 | 0770-20/2020 | ULUSOY | CBOG | 2020 | Cengkareng
E450 | E450 | ULUSOY | LBS | 2021 | Kramat Jati
E450 | E450 | ULUSOY | PB TRAFO | 2021 | Kramat Jati
E99 | 3216.13.BL | EGA | LBS | 2013 | Kramat Jati
E232 | 3353 | UNINDO (FLUOKIT M) | LBS | - | Pondok Gede
E232 | 975 | UNINDO (FLUOKIT M) | PB | - | Pondok Gede
GH0126 | - | ULUSOY | LBS MOTORIZED | 2021 | Kramat Jati
GH0126 | - | ULUSOY | LBS MOTORIZED | 2021 | Kramat Jati
KB265 | 1786.16.213.2016 | EGA | PB | 2016 | Bulungan
GH0126 | - | ULUSOY | LBS MOTORIZED | 2021 | Kramat Jati
GH0126 | - | ULUSOY | LBS MOTORIZED | 2021 | Kramat Jati
GH0126 | - | ULUSOY | LBS MOTORIZED | 2021 | Kramat Jati
GH0126 | - | ULUSOY | LBS MOTORIZED | 2021 | Kramat Jati
PB16 | W08-2-0018 | EGA | PB | 2012 | Pondok Kopi
PG238 | 1841.16.213 | EGA | LBS | 2016 | Pondok Kopi
PG238 | 0024.16.213 | EGA | LBS | 2016 | Pondok Kopi
TG102B | - | SCHINEIDER | LBS |  | Cengkareng
TG102B | - | SCHINEIDER | LBS |  | Cengkareng
TG102B | - | SCHINEIDER | LBS |  | Cengkareng
TG102B | - | SCHINEIDER | LBS |  | Cengkareng
TG102B | - | SCHINEIDER | LBS |  | Cengkareng
TG102B | - | SCHINEIDER | LBS |  | Cengkareng
KB418 | 0647-21 | ULLUSOY | CBO | 2021 | Bulungan
GNS39 | GNS39-0600-21-3 | ULUSOY | CBOM | 2021 | Bandengan
GNS39 | GNS39-0599-21-4 | ULUSOY | CBOM | 2021 | Bandengan
KDR329 | 1289 - 20 | ULUSOY | LBS | 2020 | Cengkareng
KDR330 | 1288 - 20 | ULUSOY | LBS | 2020 | Cengkareng
GH0122 | CI-2017-W35-1-0039 | SCHNEIDER | LBS | 2017 | Ciputat
GH0122 | CI-2017-W35-1-0041 | SCHNEIDER | LBS | 2017 | Ciputat
GH0122 | CI-2017-W35-4-0015 | SCHNEIDER | LBS | 2017 | Ciputat
GH0122 | 0150.19.213 | EGA | LBS | 2019 | Ciputat
GH0122 | 0151.19.213 | EGA | LBS | 2019 | Ciputat
GH0122 | 0153.19.213 | EGA | LBS | 2019 | Ciputat
GH0069 | CI-2019-W19-5-0016 | SCHNEIDER | LBS | 2019 | Ciputat
GH0133 | 1516.18.213 | EGA | LBS MOTORIZED | 2018 | Kramat Jati
PK191 | - | ALSTHOM | PB |  | Tanjung Priok
CP486 | 131868 | ABB | LBS | 2013 | Ciputat
CP486 | 131786 | ABB | LBS | 2013 | Ciputat
PK279 | 500359393/4011-04 | ABB UNISWITCH | PB TRAFO | 2021 | Marunda
CP35SN | CI-2016-W26-3-0054 | SHNEIDER | CBO | 2016 | Ciputat
E43 | 0471.21.213 | EGA | LBS MOTORIZED | 2021 | Kramat Jati
GD264 | 1286-20 | ULUSOY ELEKTRIK | LBS | 2020 | Ciracas
MD119 | - | SCHNEIDER | PB |  | Marunda
PG237 | CI-2018-W38-2-0011 | SCHNEIDER | LBS | 2018 | Pondok Kopi
GH0054 | CI-2016-W50-3-0026 | SCHNEIDER SM6 | LBS | 2016 | Pondok Gede
GH0054 | CI-2016-W52-0011 | SCHNEIDER SM6 | LBS | 2016 | Pondok Gede
K271 | 176071 | SCHNEIDER | LBS |  | Menteng
K271 | 162742 | SCHNEIDER | LBS |  | Menteng
K271 | C1-2015-W40-4-0020 | SCHNEIDER | CBOM | 2015 | Menteng
GH0133 | 1658.18.213 | EGA | LBS MOTORIZED | 2018 | Kramat Jati
TP32 | TP32-PMT-EGA | EGA | PMT |  | Cempaka Putih
KG465 | 0431.21.213 | EGA | LBS | 2021 | Tanjung Priok
CN53 | T73007348413-05000/050 | SIEMENS | LBS | 2021 | Ciputat
SD249 | 0185-20 | ULUSOY | LBS | 2020 | Tanjung Priok
TD102N | 0955-21 | ULUSOY | LBS | 2021 | Ciputat
TD102N | 0934-21 | ULUSOY | LBS | 2021 | Ciputat
T110 | 0706-20 | ULUSOY | LBS MOTORIZE | 2020 | Menteng
T110 | 1333-20 | ULUSOY | PB | 2020 | Menteng
GH0170 | 3179.13.BL | EGA | LBS |  | Ciracas
GH0170 | - | ABB UNISWITCH | LBS |  | Ciracas
GH0170 | 13.0228 | ABB UNISWITCH | LBS |  | Ciracas
GH0425 | CI.2018.W40.5.0013 | SCHNEIDER SM6 | LBS |  | Ciracas
GH0140 | 1559.17.218 | EGA | LBS |  | Ciracas
GH0140 | 12196 | FLOUKIT M | LBS |  | Ciracas
GH0140 | CI.2018.W27.4.0038 | SCHNEIDER SM6 | LBS |  | Ciracas
GH0140 | CI.2015.W44.4.0012 | SCHNEIDER SM6 | LBS |  | Ciracas
GH0140 | 12214 | FLOUKIT M | LBS |  | Ciracas
GH0140 | 12213 | FLOUKIT M | LBS |  | Ciracas
GH0140 | 12705 | FLOUKIT M | LBS |  | Ciracas
GH0140 | 12210 | FLOUKIT M | LBS |  | Ciracas
GH0140 | 12217 | FLOUKIT M | LBS |  | Ciracas
GH0140 | 12229 | FLOUKIT M | LBS |  | Ciracas
GH0136 | CI.2017.W30.5.0026 | SCHNEIDER SM6 | LBS |  | Ciracas
GH0136 | - | ABB UNISWITCH | LBS |  | Ciracas
GH0136 | 12.124 | ABB UNISWITCH | LBS |  | Ciracas
GH0147 | CI.2017.W38.3.0014 | SCHNEIDER SM6 | LBS |  | Ciracas
CP132 | T73007348413-04800/048 | SIEMENS | LBS | 2021 | Ciputat
CP284 | T73007348413-04100/041 | SIEMENS | LBS | 2021 | Ciputat
CN25 | 2035 | UNINDO | LBS | 2002 | Ciputat
TD181 | 0 | kit25 | PB |  | Ciputat
CP407 | CI-2016-W08-2-0006 | SCHNEIDER | CBOM | 2016 | Ciputat
GH0069 | CI-2019-W52-5-0046 | SCHNEIDER | LBS | 2019 | Ciputat
GD227K | CI.2018-W30-5-1406 | SCHNEIDER RM6 | LBS | 2018 | Kramat Jati
GD227K | CI-2021-W32-1-1402 | SCHNEIDER RM6 | LBS | 2021 | Kramat Jati
GH0413 | CI. 2018.W40.3.0021 | SCHNEIDER | LBS | 2018 | Ciputat
GH0028 | 0283.17.213 | EGA | LBS |  | Ciracas
GH0028 | 0327.17.213 | EGA | LBS |  | Ciracas
GH0418 | 1734.17.213 | EGA | LBS |  | Ciracas
GH0418 | 0250.17.213 | EGA | LBS |  | Ciracas
GH0418 | CI.2013.W42.6.0038 | SCHNEIDER SM6 | LBS |  | Ciracas
E53 | 0929055CI | SCHNEIDER | LBS | 2009 | Kramat Jati
GH0418 | CI.2015.W40.2.0005 | SCHNEIDER SM6 | LBS |  | Ciracas
GH0418 | 1735.17.213 | SCHNEIDER SM6 | LBS |  | Ciracas
E384 | CI-2021-37-2-1402 | SCHNEIDER | PB TRAFO | 2021 | Kramat Jati
GH0240 | CI.2015.W24.1.0016 | SCHNEIDER SM6 | LBS |  | Ciracas
PD78 | CI-2021-W32-1-1401-2021 | SCHNEIDER RM6 | LBS (MOTORIZE) | 2021 | Kramat Jati
PD78 | CI-2021-W32-5-1403-2021 | SCHNEIDER RM6 | LBS (MOTORIZE) | 2021 | Kramat Jati
E372 | CI-2021-W32-1-1405 | SCHNEIDER RM6 | LBS (MOTORIZE) | 2021 | Kramat Jati
KB89 | 0354-21 | ULLUSOY | CBOM | 2021 | Bulungan
CB97P | 50230826681/2001.37 | ABB SAFEPLUS | LBS | 2018 | Ciracas
CB97P | 5023082668/3001.022 | ABB SAFEPLUS | PB | 2018 | Ciracas
PD62P | CI-2021-W59-1-1401 | SCHNEIDER RM6 | PB TRAFO | 2021 | Kramat Jati
PD62P | CI-2021-W38-2-1402 | SCHNEIDER RM6 | LBS | 2021 | Kramat Jati
E382 | CI-2021-W39-4-1403 | SCHNEIDER RM6 | LBS | 2021 | Kramat Jati
CP122 | 0427.15.213 | EGA | LBS | 2015 | Ciputat
E377 | CI-2021-W32-4-1404 | SCHNEIDER RM6 | LBS | 2021 | Kramat Jati
KJ109 | KJ109 SP185 | SCHNEIDER | LBS |  | Kebon Jeruk
PML42 | 331- 21- 214 | EGA | PB | 2021 | Ciputat
TD212 | 0250.18.234 | EGA | LBS | 2018 | Ciputat
TD155 | SM0000497 | MERLIN GERIN | LBS |  | Ciputat
KDR329 | 0614 - 21 | ULUSOY | PB | 2021 | Cengkareng
SD249 | 0957-21 | ULUSOY | LBS | 2021 | Tanjung Priok
GH0052 | 13.0221 | ABB UNISWITCH | LBS |  | Ciracas
GH0052 | CI.2018.W25.3.0011 | SCHNEIDER SM6 | LBS |  | Ciracas
GH0052 | CI.2018.W43.4.0012 | SCHNEIDER SM6 | LBS |  | Ciracas
GH0112 | CI.2017.W40.3.0019 | SCHNEIDER SM6 | LBS |  | Ciracas
GH0069 | CI-2019-W46-3-0022 | SCHNEIDER | LBS | 2019 | Ciputat
GD227K | CI-2021-W38-5-1402 | SCHNEIDER RM6 | PB TRAFO | 2021 | Kramat Jati
GH0413 | CI. 2018.W40.2.0040 | SCHNEIDER | LBS | 2018 | Ciputat
GH0028 | 1759.16.213 | EGA | LBS | 2016 | Ciracas
GH0028 | 0387.17.212 | EGA | LBS | 2017 | Ciracas
GH0028 | 1842.16.213 | SCHNEIDER SM6 | LBS | 2016 | Ciracas
GH0028 | 1848.16.213 | EGA | LBS | 2016 | Ciracas
GH0028 | 0308.17.213 | EGA | LBS |  | Ciracas
GH0418 | CI.2019.W26.2.0012 | SCHNEIDER SM6 | LBS |  | Ciracas
GH0418 | CI.2019.W28.6.0024 | SCHNEIDER SM6 | LBS |  | Ciracas
E53 | 1309-13-BL | EGA | LBS (MOTORIZE) | 2013 | Kramat Jati
E53 | CI-2013-W23-2-005 | SCHNEIDER | LBS (MOTORIZE) | 2013 | Kramat Jati
JW100 | 0939-21 | ULUSOY ELECTRIC | LBS (MOTORIZED) | 2021 | Pondok Gede
TA3 | PB2-TA3 | ABB | PB2 |  | Bandengan
TD179 | 0160.19.213 | EGA | LBS | 2019 | Ciputat
E158B | SB.2011.W17.1.0027 | SCHNEIDER RM6 | LBS | 2011 | Ciracas
PIK70 | PIK70-0647-20 | ULUSOY | LBS 2 | 2020 | Bandengan
TD52 | 0020-21 | ULLUSOY | LBS MOTORIZE | 2021 | Bulungan
MP75 | 1206.21.213 | EGA | LBS MOTORIZE | 2021 | Bulungan
PD62P | CI-2021-W32-5-1402 | SCHNEIDER RM6 | LBS | 2021 | Kramat Jati
E377 | CI-2021-W32-1-1404 | SCHNEIDER RM6 | LBS | 2021 | Kramat Jati
E377 | CI-2021-37-4-1403 | SCHNEIDER RM6 | PB TRAFO | 2021 | Kramat Jati
CP110 | 4737-1995 | unindo fluokit m | LBS | 1995 | Ciputat
CP110 | 0 | unindo fluokit m | PB TRAFO | 2015 | Ciputat
KJ109 | KJ109 CBO | SCHNEIDER | CBO PENYULANG |  | Kebon Jeruk
PML42 | 0933 - 21 | ULUSOY | LBS1 MOTORIS | 2021 | Ciputat
PML42 | 0938 - 21 | ULUSOY | LBS2 MOTORIS | 2021 | Ciputat
GD450 | CI.2019.W29.2.0028 | SCHNEIDER SM6 | LBS | 2019 | Ciracas
PGL48 | 941.21 | ULUSOY ELECTRIC | LBS | 2021 | Pondok Kopi
PGL48 | 0944-21 | ULUSOY ELECTRIC | LBS | 2021 | Pondok Kopi
TD229 | 0 | SIEMENS | PB TRAFO |  | Ciputat
CP222 | 502225057/2001-005 | ABB | LBS | 2018 | Ciputat
KS10 | 1306.21.213 | EGA | LBS | 2021 | Menteng
CP364 | 8565038 | GAE | LBS | 2011 | Ciputat
PM236N | 170536 | FLUOKIT M | PB 1 |  | Lenteng Agung
GH0118 | GH0118-1 | FLOUKIT M | LBS |  | Bandengan
GH0118 | GH0118-2 | FLOUKIT M | LBS |  | Bandengan
GH0118 | GH0118-3 | FLOUKIT M | LBS |  | Bandengan
GH0118 | GH0118-4 | FLOUKIT M | LBS |  | Bandengan
GH0118 | GH0118-6 | FLOUKIT M | PB |  | Bandengan
GH0273 | GH114 / 028416213 | EGA | LBS | 2019 | Bintaro
GH0273 | UMBRO / 290813BL | EGA | LBS | 2019 | Bintaro
GH0273 | BT325 / 025916215 | EGA | LBS | 2019 | Bintaro
GH0273 | BT174 / 033916213 | EGA | LBS | 2019 | Bintaro
GH0273 | BT208 / 014119213 | EGA | LBS | 2019 | Bintaro
GH0114 | GH273 / CI2017W3330032 | SCHNEIDER | LBS | 2019 | Bintaro
GH0422 | ASICS / CI2017W3460013 | SCHNEIDER | LBS | 2019 | Bintaro
GH0271 | GI NEW BINTARO / CI2018W | SCHNEIDER | LBS | 2019 | Bintaro
GH0271 | GH273 / 091116213 | EGA | LBS | 2019 | Bintaro
GH0271 | CP64 / 030215213 | EGA | LBS | 2019 | Bintaro
GH0271 | SUTM PARIT / 035615213 | EGA | LBS | 2019 | Bintaro
GH0070 | BT12 / CI2016W4830021 | SCHNEIDER | LBS | 2019 | Bintaro
GH0070 | BT287 / CI2016W4830020 | SCHNEIDER | LBS | 2019 | Bintaro
GH0070 | SUTM TOBA / CI2016W48300 | SCHNEIDER | LBS | 2019 | Bintaro
KL243 | 1308-20 | ULLUSOY | LBS MOTORIZE | 2020 | Bulungan
JR225 | CI-2018-W23-5-0031 | SCHNEIDER | LBS | 2018 | Pondok Gede
GH0092 | T73005052683-0305 | SIEMENS | LBS 5 | 2017 | Lenteng Agung
GH0426 | CI-2018-W33-6-0023 | SCHNEIDER | LBS 8 | 2018 | Lenteng Agung
GH0426 | CI-2013-W46-3-0015 | SCHNEIDER | LBS 13 | 2013 | Lenteng Agung
BC292 | - | SCHINEIDER | PGC |  | Cengkareng
KDR329 | 1319 - 20 | ULUSOY | LBS | 2020 | Cengkareng
KDR330 | 0615 - 21 | ULUSOY | PB | 2021 | Cengkareng
CP486 | 131438 | ABB | PB | 2013 | Ciputat
CP463 | 38916214 | EGA | PB | 2016 | Ciputat
CP155 | 0816-20 | ULUSOY | LBS | 2020 | Ciputat
CP153 | 05700/057 | SIEMENS | PB | 2021 | Ciputat
SD249 | 0856-21 | ULUSOY | CBOM | 2021 | Tanjung Priok
GH0170 | 1833.13.BL | EGA | LBS |  | Ciracas
GH0170 | SM1122093CI | SCHNEIDER SM6 | LBS |  | Ciracas
GH0170 | 13.0229 | ABB UNISWITCH | LBS |  | Ciracas
GH0170 | 13.023 | ABB UNISWITCH | LBS |  | Ciracas
GH0425 | CI.2015.W43.1.0013 | SCHNEIDER SM6 | LBS |  | Ciracas
GH0425 | CI.2015.W39.5.0018 | SCHNEIDER SM6 | LBS |  | Ciracas
GH0140 | 12211 | FLOUKIT M | LBS |  | Ciracas
GH0140 | CI.2018.W42.2.0009 | SCHNEIDER SM6 | LBS |  | Ciracas
GH0140 | CI.2018.W22.7.0011 | SCHNEIDER SM6 | LBS |  | Ciracas
GH0052 | 13.0222 | ABB UNISWITCH | LBS |  | Ciracas
GH0052 | 13.0224 | ABB UNISWITCH | LBS |  | Ciracas
GH0052 | CI.2018.W40.50016 | SCHNEIDER SM6 | LBS |  | Ciracas
GH0136 | CI.2019.W29.1.0038 | SCHNEIDER SM6 | LBS |  | Ciracas
GH0136 | CI.2018.W40.4.0049 | SCHNEIDER SM6 | LBS |  | Ciracas
GH0136 | 2681.17.213 | EGA | LBS |  | Ciracas
GH0136 | CI.2016.W24.5.0014 | SCHNEIDER SM6 | LBS |  | Ciracas
GH0136 | 13.1594 | ABB UNISWITCH | LBS |  | Ciracas
GH0136 | 13.1167 | ABB UNISWITCH | LBS |  | Ciracas
GH0136 | 12.1226 | ABB UNISWITCH | LBS |  | Ciracas
GH0136 | CI.2017W40.3.0015 | SCHNEIDER SM6 | LBS |  | Ciracas
GH0136 | 2459.17.213 | EGA | LBS |  | Ciracas
GH0147 | CI.2017.W38.5.0026 | SCHNEIDER SM6 | LBS |  | Ciracas
GH0147 | CI.2017.W35.4.0045 | SCHNEIDER SM6 | LBS |  | Ciracas
B402 | B402-CI-2019-W40-1-0002 | SCHENEIDER | ACO | 2019 | Bandengan
CNK2 | CI-2019-W26-2-0007 | SCHNEIDER | PB | 2019 | Ciputat
CP132 | T73007348413-05100/051 | SIEMENS | PB | 2021 | Ciputat
CP284 | T73007348413-04700/047 | SIEMENS | LBS | 2021 | Ciputat
TD181 | 62271-200 | SCHNEIDER | LBS |  | Ciputat
CPT13 | 0009.15.214 | EGA | PB | 2015 | Ciputat
GH0028 | 0278.17.213 | EGA | LBS |  | Ciracas
GH0028 | 0269.17.213 | EGA | LBS |  | Ciracas
GH0418 | CI.2015.W43.3.0005 | SCHNEIDER SM6 | LBS |  | Ciracas
JW100 | 0945-21 | ULUSOY ELECTRIC | LBS (MOTORIZED) | 2021 | Pondok Gede
JW100 | 0654-21 | ULUSOY ELECTRIC | CBOM | 2021 | Pondok Gede
E384 | CI-2019-W34-2-1403 | SCHNEIDER | LBS (MOTORIZE) | 2019 | Kramat Jati
E384 | CI-2018-W31-3-1406 | SCHNEIDER | LBS (MOTORIZE) | 2018 | Kramat Jati
E158B | SB.2011.W17.3.0078 | SCHNEIDER RM6 | LBS | 2011 | Ciracas
PIK70 | PIK70-1377-20 | ULUSOY | LBS 1 | 2020 | Bandengan
PIK70 | PIK70-0238-20 | ULUSOY | PB | 2020 | Bandengan
E382 | CI-2021-W32-1-1403 | SCHNEIDER RM6 | LBS | 2021 | Kramat Jati
CP122 | CI.2015-W34-4-0054 | SCHNEIDER | LBS | 2015 | Ciputat
CP122 | CI.2015-W26-4-0016 | SCHNEIDER | PB | 2015 | Ciputat
CP110 | 648-1992 | unindo fluokit m | LBS | 1992 | Ciputat
SP233 | SP 233 - KOPEL B | EGA | LBS | 2021 | Kebon Jeruk
SP233 | SP 233 - KJ399 | EGA | LBS | 2021 | Kebon Jeruk
CP512 | 0341.21.214 | EGA | PB CP512 |  | Ciputat
GD450 | - | SCHNEIDER SM6 | LBS |  | Ciracas
GD450 | 0764.21.234 | EGA | CBOM | 2021 | Ciracas
PGL48 | 0540-21 | ULUSOY ELECTRIC | CBO | 2021 | Pondok Kopi
CP398 | 27040/075/12/02/E6 | GAE | PB TRAFO | 2012 | Ciputat
TD229 | 0 | SIEMENS | LBS |  | Ciputat
PGL48 | 0539-21 | ULUSOY ELECTRIC | CBO | 2021 | Pondok Kopi
KL128 | C1.2021.W21.2.1401 | SCHNEIDER | LBS | 2021 | Bulungan
CP364 | 8565039 | GAE | LBS | 2011 | Ciputat
E275N | 1245-20 | ULUSOY | CBOM | 2020 | Kramat Jati
E254N | 0412-21 | ULUSOY | CBOM | 2021 | Kramat Jati
GH0118 | GH0118-2 | FLOUKIT M | LBS |  | Bandengan
GH1000 | GH1000-6 | FLOUKIT M | PB |  | Bandengan
GH0273 | BUNAKEN / CI2017W1550045 | EGA | LBS | 2019 | Bintaro
GH0273 | BT198 / 022916213 | EGA | LBS | 2019 | Bintaro
E43 | CI.2019.W39.5.0020 | SCHNEIDER | ACO | 2019 | Kramat Jati
GD264 | 1284-20 | ULUSOY ELEKTRIK | LBS | 2020 | Ciracas
CP297 | 0844-20 | ULUSOY | LBS | 2020 | Ciputat
BC193 | 1426.2 | ULUSOY | LBS CBO | 2020 | Cengkareng
JS147 | 0924 - 21 | ULUSOY ELECTRIC | LBS | 2021 | Pondok Gede
JS147 | 0236 - 21 | ULUSOY ELECTRIC | PGC | 2021 | Pondok Gede
MB90 | CI.2014.W48.4.0030 | SCHENEIDER | CBO | 2017 | Bandengan
GH0092 | 1223.18.213 | EGA | LBS 2 | 2018 | Lenteng Agung
GH0092 | T73005052683-0275 | SIEMENS | LBS 3 | 2017 | Lenteng Agung
GH0092 | T73005052683-0155 | SIEMENS | LBS 4 | 2017 | Lenteng Agung
GH0426 | CI-2017-W41-4-0005 | SCHNEIDER | LBS 3 | 2017 | Lenteng Agung
GH0426 | 0047-15-209 | EGA | LBS 4 | 2015 | Lenteng Agung
GH0426 | 1329.18.213 | EGA | LBS 5 | 2018 | Lenteng Agung
GH0426 | CI-2013-W46-4-0009 | SCHNEIDER | LBS 12 | 2013 | Lenteng Agung
GH0426 | CI-2013-W46-2-0005 | SCHNEIDER | LBS 16 | 2013 | Lenteng Agung
TD155 | SM0000527 | MERLIN GERIN | LBS |  | Ciputat
PG342 | CI-2017-W44-4-0004 | SCHNEIDER | LBS | 2017 | Pondok Kopi
PL116 | .... | EGA | LBS |  | Pondok Kopi
PL116 | C1-2019-W48-1-0023 | SCHNEIDER | LBS | 2019 | Pondok Kopi
PL239 | CI-2018-W35-1-0004 | SCHNEIDER | LBS | 2018 | Pondok Kopi
PG258 | 391/613/DISJAYA/2008 | METERING | METERING |  | Cempaka Putih
GH0112 | CI.2017.W40.3.0153 | SCHNEIDER SM6 | LBS |  | Ciracas
B402 | 0854.21 / 2021 | ULUSOY | CBOM | 2021 | Bandengan
TD91B | 14629 | UNINDO FLUOKIT M24+ | LBS | 2011 | Ciputat
TD91B | 4924 | UNINDO FLUOKIT M24+ | PB | 2011 | Ciputat
CNK20 | 0348.16.212 | EGA | LBS | 2016 | Ciputat
CNK20 | 0222.16.214 | EGA | PB | 2016 | Ciputat
CP132 | T73007348413-05600/056 | SIEMENS | LBS | 2021 | Ciputat
CKG197 | 1316-20 | ULUSOY | LBS | 2020 | Cengkareng
GH0413 | CI. 2018.W40.5.0012 | SCHNEIDER | LBS | 2018 | Ciputat
E382 | CI-2021-W38-2-1403 | SCHNEIDER RM6 | PB TRAFO | 2021 | Kramat Jati
CP398 | 26887/07512/12/01/E6 | GAE | LBS | 2012 | Ciputat
CP222 | 502225057/1001-003 | ABB | PB TRAFO | 2018 | Ciputat
CP222 | 502225057/3001-002 | ABB | LBS | 2018 | Ciputat
KL128 | C1.2021.W21.2.1401 | SCHNEIDER | LBS | 2021 | Bulungan
KL128 | C1.2021.W21.2.1401 | SCHNEIDER | PB | 2021 | Bulungan
CP364 | 816598 | GAE | PB | 2011 | Ciputat
GH1000 | GH1000-5 | FLOUKIT M | LBS |  | Bandengan
GH0273 | GH422-SM0101134 | SCHNEIDER | LBS | 2019 | Bintaro
GH0106 | GI NEW BTR / CI2018W34500 | SCHNEIDER | LBS | 2019 | Bintaro
GH0273 | BT85 / CI2018W3850062 | SCHNEIDER | LBS | 2019 | Bintaro
GH0273 | CD56 / 290213BL | EGA | LBS | 2019 | Bintaro
GH0273 | BT75 / 041916213 | EGA | LBS | 2019 | Bintaro
GH0273 | BT57 / 034915209 | EGA | LBS | 2019 | Bintaro
GH0273 | BT5 / 025016213 | EGA | LBS | 2019 | Bintaro
GH0273 | BT194 / 049218213 | EGA | LBS | 2019 | Bintaro
GH0273 | KOPEL 2 / 014519213 | EGA | LBS | 2019 | Bintaro
GH0422 | BT100 / CI2017W3320033 | SCHNEIDER | LBS | 2019 | Bintaro
GH0422 | BT261 / CI2017W3510033 | SCHNEIDER | LBS | 2019 | Bintaro
GH0422 | CP127 / CI2017W3460002 | SCHNEIDER | LBS | 2019 | Bintaro
GH0422 | BT190 / 308013BL2013 | EGA | LBS | 2019 | Bintaro
GH0271 | BT55 / CI2018W2930029 | SCHNEIDER | LBS | 2019 | Bintaro
GH0271 | BT427 / CI2018W3020061 | SCHNEIDER | LBS | 2019 | Bintaro
GH0271 | BT82 / CI2018W3710009 CI | SCHNEIDER | LBS | 2019 | Bintaro
GH0271 | BT157 / 088816213 | EGA | LBS | 2019 | Bintaro
GH0271 | BT87 / 37717213 | EGA | LBS | 2019 | Bintaro
GH0271 | CP120 / 030715213 | EGA | LBS | 2019 | Bintaro
GH0144 | GH109 / 1408182132018 | SCHNEIDER | LBS | 2019 | Bintaro
GH0144 | KL112 / 1340182132018 | SCHNEIDER | LBS | 2019 | Bintaro
GH0144 | BT50 / 1297182132018 | SCHNEIDER | LBS | 2019 | Bintaro
GH0070 | BT73 / CI2016W4810018 | SCHNEIDER | LBS | 2019 | Bintaro
GH0070 | CP128 / CI2016W4830045 | SCHNEIDER | LBS | 2019 | Bintaro
GH0070 | TD164 / CI2016W4550032 | SCHNEIDER | LBS | 2019 | Bintaro
GH0070 | KOPEL 34 / CI2015W28500 | SCHNEIDER | LBS | 2019 | Bintaro
E43 | 0468.21.213 | EGA | LBS MOTORIZED | 2021 | Kramat Jati
E146 | 0611-21 | ULUSOY ELECTRIC | PB | 2021 | Pondok Kopi
B222 | B222-12.1291 | ABB | PB | 2012 | Bandengan
GH0092 | 1412.18.213 | EGA | LBS 1 | 2018 | Lenteng Agung
GH0426 | CI-2014-W05-6-0006 | SCHNEIDER | LBS 1 | 2014 | Lenteng Agung
GH0426 | CI-2013-W46-2-0043 | SCHNEIDER | LBS 14 | 2013 | Lenteng Agung
GH0426 | 1102.13.81 | EGA | LBS 15 | 2013 | Lenteng Agung
CP155 | 1027-21 | ULUSOY | PB | 2020 | Ciputat
TD365 | T73007348413-04000/040 | SIEMENS | LBS | 2017 | Ciputat
SD249 | 1026-21 | ULUSOY | PB TRAFO | 2021 | Tanjung Priok
GH0052 | 13.0409 | ABB UNISWITCH | LBS |  | Ciracas
GH0112 | CI.2017.W40.3.0130 | SCHNEIDER SM6 | LBS |  | Ciracas
KM31 | 0927 - 21 | ULUSOY | LBS MOTORISE | 2021 | Jatinegara
TD229 | 0 | SIEMENS | LBS |  | Ciputat
TA42 | TA42-PGDB | EGA | PGDB |  | Bandengan
KS10 | 0045.21.212 | EGA | LBS | 2021 | Menteng
KS10 | 0318.21.214 | EGA | PB | 2021 | Menteng
GH0070 | GH192 / CI2016W4840015 | SCHNEIDER | LBS | 2019 | Bintaro
GH0070 | GI BTR / CI2016W4840041 | SCHNEIDER | LBS | 2019 | Bintaro
GH0106 | KOPEL4 / 136218213 | EGA | LBS | 2019 | Bintaro
GH0109 | BT107 / 136318213 | SCHNEIDER | LBS | 2019 | Bintaro
GH0109 | CD28 / 141618213 | SCHNEIDER | LBS | 2019 | Bintaro
GH0107 | GH109 / 137818213 | EGA | LBS | 2019 | Bintaro
GH0146 | GH273 / CI2016W3460051 | EGA | LBS | 2019 | Bintaro
GH0146 | KOPEL4 / CI20163520049 | EGA | LBS | 2019 | Bintaro
GH0146 | CD107 / 0345152132015 | EGA | LBS | 2019 | Bintaro
GH0146 | CD340 / 036916213 | EGA | LBS | 2019 | Bintaro
GH0146 | KOPEL / 027716213 | EGA | LBS | 2019 | Bintaro
GH0411 | KL62 / W2040007 | EGA | LBS | 2019 | Bintaro
GH0411 | KARDUS / W2030011 | EGA | LBS | 2019 | Bintaro
GH0411 | CD400 / W2910005 | EGA | LBS | 2019 | Bintaro
GH0404 | CD12 / 276200211201E62012 | EGA | LBS | 2019 | Bintaro
GH0404 | CD85 / 275920211201E62012 | EGA | LBS | 2019 | Bintaro
GH0404 | GH146 / 276100211201E6201 | EGA | LBS | 2019 | Bintaro
GH0404 | CD143 / 319113BL2013 | EGA | LBS | 2019 | Bintaro
GH0404 | KJ220 / 221813BL2014 | EGA | LBS | 2019 | Bintaro
GH0404 | CD407 / CI2012W3970019201 | EGA | LBS | 2019 | Bintaro
GH0404 | REKTOR / CI2014W074002320 | EGA | LBS | 2019 | Bintaro
GH0404 | CD13P / CI2013W4850004201 | EGA | LBS | 2019 | Bintaro
GH0404 | KJ153 / CI2014W2530014 | EGA | LBS | 2019 | Bintaro
GH0412 | CD265 / 122718215 | EGA | LBS | 2019 | Bintaro
GH0412 | GH411 / 122718216 | EGA | LBS | 2019 | Bintaro
GH0412 | KOPEL1 / 028315213 | EGA | LBS | 2019 | Bintaro
GH0412 | KL19S / 032415213 | EGA | LBS | 2019 | Bintaro
GH0412 | KB132 / 035515213 | EGA | LBS | 2019 | Bintaro
GH0412 | KL102 / 033715215 | EGA | LBS | 2019 | Bintaro
GH0412 | GH70 / SM0401924 | EGA | LBS | 2019 | Bintaro
GH0115 | CD275 / 1444918213 | EGA | LBS | 2019 | Bintaro
GH0115 | CD142 / 130518213 | EGA | LBS | 2019 | Bintaro
GH0115 | CD40 / 128518213 | EGA | LBS | 2019 | Bintaro
GH0115 | CD85 / 132618213 | EGA | LBS | 2019 | Bintaro
GH0115 | CD250 / 129318213 | EGA | LBS | 2019 | Bintaro
GH0115 | CD342 / 137518213 | EGA | LBS | 2019 | Bintaro
BDU28 | BDU28-CI.2018.W35.6.0033 | SCHENEIDER | CBO | 2018 | Bandengan
RG218 | T7300734841301000/010 | SIEMENS | LBS-2 | 2021 | Lenteng Agung
RG218 | T73007348413-01500/015 | SIEMENS | PB | 2021 | Lenteng Agung
GH0273 | BT85 / CI2018W3850062 | SCHNEIDER | LBS |  | Bintaro
CP29E | 0336.21.214 | EGA | PB TRAFO | 2021 | Ciputat
CP29E | 655.202 | ULUSOY | LBS | 2020 | Ciputat
CP7 | 20042160610006 | ABB RMU SAFEPLUS | LBS | 2004 | Ciputat
CP7 | 20042160610005 | ABB RMU SAFEPLUS | LBS | 2004 | Ciputat
CP7 | 200421600700009 | ABB RMU SAFEPLUS | PB TRAFO | 2004 | Ciputat
CB61 | 0464.21.2130 | EGA | LBS | 2021 | Ciracas
KL243 | 0531-21 | ULLUSOY | CBOM | 2021 | Bulungan
PML29 | 1845-19-1019 | ULUSOY | PB | 2019 | Ciputat
JS147 | 1375 - 20 | ULUSOY ELECTRIC | LBS | 2020 | Pondok Gede
JS147 | 0609 - 21 | ULUSOY ELECTRIC | PB | 2021 | Pondok Gede
CL46 | 0692-20 | ULUSOY | LBS | 2020 | Marunda
BC292 | - | SCHINEIDER | LBS |  | Cengkareng
BC292 | - | SCHINEIDER | LBS |  | Cengkareng
BC292 | - | SCHINEIDER | LBS |  | Cengkareng
BC292 | - | SCHINEIDER | LBS |  | Cengkareng
BC292 | - | SCHINEIDER | LBS |  | Cengkareng
CP155 | 0840-20 | ULUSOY | LBS | 2020 | Ciputat
CP153 | 045-04200/042 | SIEMENS | LBS | 2021 | Ciputat
TD22F | T73007348413-05300/053 | SIEMENS | PB | 2017 | Ciputat
CN53 | T73007348413-04300/043 | SIEMENS | LBS | 2021 | Ciputat
GH0052 | 13.0206 | ABB UNISWITCH | LBS |  | Ciracas
GH0112 | CI.2017.W37.2.0045 | SCHNEIDER SM6 | LBS |  | Ciracas
GH0112 | CI.2017.W30.5.0028 | SCHNEIDER SM6 | LBS |  | Ciracas
GH0240 | CI.2017.W35.2017 | SCHNEIDER SM6 | LBS |  | Ciracas
CN128 | CI-220-W20-2-0039 | SCHNEIDER | LBS | 2020 | Ciputat
KJ109 | KJ109 CBOG | SCHNEIDER | CBOG |  | Kebon Jeruk
CN95 | 0 | EGA | LBS |  | Ciputat
GH1000 | GH1000-4 | FLOUKIT M | LBS |  | Bandengan
GH0273 | GH271 / 032016213 | EGA | LBS | 2019 | Bintaro
GH0273 | KANCING / 038916213 | EGA | LBS | 2019 | Bintaro
GH0273 | BT108 / 014119213 | EGA | LBS | 2019 | Bintaro
GH0422 | BT82 / 005517213 | EGA | LBS | 2019 | Bintaro
GH0271 | BT395 / CI2018W3710008 | SCHNEIDER | LBS | 2019 | Bintaro
GH0271 | CP364 / CI2018W2910057 | SCHNEIDER | LBS | 2019 | Bintaro
GH0271 | BT94 / 238917213 | EGA | LBS | 2019 | Bintaro
GH0271 | BT335 / 030315213 | EGA | LBS | 2019 | Bintaro
GH0271 | KOPEL REL 2 / 028915213 | EGA | LBS | 2019 | Bintaro
GH0144 | CD157 / 1239182132018 | SCHNEIDER | LBS | 2019 | Bintaro
GH0070 | KOPEL1 REL2 / CI2016W483 | SCHNEIDER | LBS | 2019 | Bintaro
GH0070 | CP170 / CI2016W4810044 | SCHNEIDER | LBS | 2019 | Bintaro
GH0070 | KOPEL21 / CI2016W482001 | SCHNEIDER | LBS | 2019 | Bintaro
GH0070 | KOPEL 4 3 / CI2015W2760 | SCHNEIDER | LBS | 2019 | Bintaro
GH0114 | GH146 / CI2018W2910001 | SCHNEIDER | LBS | 2019 | Bintaro
GH0114 | VENS / CI2018W3550001 | SCHNEIDER | LBS | 2019 | Bintaro
GH0114 | RECLOSER / CI2018W2920009 | SCHNEIDER | LBS | 2019 | Bintaro
GH0114 | CD381 / CI2018W3410023 | SCHNEIDER | LBS | 2019 | Bintaro
GH0106 | KOPEL3 / CI2018W2030066 | SCHNEIDER | LBS | 2019 | Bintaro
GH0106 | KL116 / CI2018W3450064 | SCHNEIDER | LBS | 2019 | Bintaro
GH0146 | CD317 / 030916213 | EGA | LBS | 2019 | Bintaro
GH0146 | CD48 / 031916213 | EGA | LBS | 2019 | Bintaro
GH0146 | CD92 / 039916213 | EGA | LBS | 2019 | Bintaro
GH0411 | KOPEL1 MASUK / 332713BL | EGA | LBS | 2019 | Bintaro
GH0411 | JERAM / CI2018W2010004 | EGA | LBS | 2019 | Bintaro
GH0411 | KL116 / W2740032 | EGA | LBS | 2019 | Bintaro
GH0404 | KOPEL / 317513BL2013 | EGA | LBS | 2019 | Bintaro
GH0404 | CD232 / CI2014W2530014201 | EGA | LBS | 2019 | Bintaro
GH0404 | CD226 / CI2013W4620036201 | EGA | LBS | 2019 | Bintaro
GH0412 | CD350 / 028515213 | EGA | LBS | 2019 | Bintaro
GH0412 | KL186 / 033715213 | EGA | LBS | 2019 | Bintaro
GH0412 | HUBLOT / 033715216 | EGA | LBS | 2019 | Bintaro
GH0115 | CD228 / 122818213 | EGA | LBS | 2019 | Bintaro
GH0115 | CD191, / 129118213 | EGA | LBS | 2019 | Bintaro
JGK33 | 0704-20 | ULUSOY | LBS-1 |  | Lenteng Agung
CN140 | 1577.21.213 | EGA | LBS | 2021 | Ciputat
JW101 | 0953-21 | ULUSOY | LBS Mot | 2021 | Pondok Gede
JW101 | 0943-21 | ULUSOY | LBS Mot | 2021 | Pondok Gede
JW101 | 0961-21 | ULUSOY | LBS Mot | 2021 | Pondok Gede
JW101 | 0958-21 | ULUSOY | LBS Mot | 2021 | Pondok Gede
JW101 | 1034-21 | ULUSOY | PB | 2021 | Pondok Gede
PIK90 | HMH24-01_1078-20 | ULUSOY | LBS MOT | 2020 | Bandengan
PIK90 | HMH24-01_0991-20 | ULUSOY | LBS MOT | 2020 | Bandengan
PL81 | CI-2019-W48-2-0046 | SCHNEIDER | LBS | 2019 | Pondok Kopi
CP153 | T73007348413-04500/045 | SIEMENS | LBS | 2021 | Ciputat
TD365 | T73007348413-05300/053 | SIEMENS | PB | 2017 | Ciputat
GH0421 | CI-2017-W49-2-0055 | SCHNEIDER | LBS | 2017 | Ciputat
GH0421 | CI-2017-W49-2-0070 | SCHNEIDER | LBS | 2017 | Ciputat
GH1000 | GH1000-3 | FLOUKIT M | LBS |  | Bandengan
GH0114 | CD110 / CI2018W3330028 | SCHNEIDER | LBS | 2019 | Bintaro
GH0106 | SUTM / CI2018W3010009 | SCHNEIDER | LBS | 2019 | Bintaro
GH0106 | CD79 / CI2018W3810066 | SCHNEIDER | LBS | 2019 | Bintaro
GH0273 | GI NEW BTR / CI2018W34500 | SCHNEIDER | LBS | 2019 | Bintaro
GH0106 | GH146 / CI2018W37410015 | SCHNEIDER | LBS | 2019 | Bintaro
GH0106 | GH114/CD110 / CIW3610058 | SCHNEIDER | LBS | 2019 | Bintaro
GH0109 | CD62 / 142518213 | EGA | LBS | 2019 | Bintaro
GH0109 | BT121 / 131218213 | EGA | LBS | 2019 | Bintaro
GH0109 | SADEL / 133918213 | EGA | LBS | 2019 | Bintaro
GH0109 | GH107 / 133318213 | EGA | LBS | 2019 | Bintaro
GH0109 | CD6 / 127518213 | EGA | LBS | 2019 | Bintaro
GH0109 | KOPEL2 / 137218213 | EGA | LBS | 2019 | Bintaro
GH0107 | BT93 / 129518213 | SCHNEIDER | LBS | 2019 | Bintaro
GH0107 | CD58C / 141718213 | SCHNEIDER | LBS | 2019 | Bintaro
GH0107 | BT6 / 131518213 | SCHNEIDER | LBS | 2019 | Bintaro
GH0107 | BT337 / 122218213 | SCHNEIDER | LBS | 2019 | Bintaro
GH0107 | BT400 / 135118213 | EGA | LBS | 2019 | Bintaro
GH0107 | ONTEL / 127718213 | EGA | LBS | 2019 | Bintaro
GH0107 | BT60 / 130618213 | EGA | LBS | 2019 | Bintaro
GH0146 | CD204 / CI2015W2410035 | EGA | LBS | 2019 | Bintaro
GH0146 | KOPEL3 / CI2016W3460051 | EGA | LBS | 2019 | Bintaro
GH0146 | CD41i / CI2016W3520052 | EGA | LBS | 2019 | Bintaro
GH0146 | CD84 / C2016W3510057 | EGA | LBS | 2019 | Bintaro
GH0146 | CD95 / 0255152132015 | EGA | LBS | 2019 | Bintaro
GH0146 | CD372 / 0363152132015 | EGA | LBS | 2019 | Bintaro
GH0146 | BT331 / 0318152132015 | EGA | LBS | 2019 | Bintaro
GH0411 | KOPEL / W2010003 | EGA | LBS | 2019 | Bintaro
GH0411 | KJ111 / W1950023 | EGA | LBS | 2019 | Bintaro
GH0404 | KOPEL2 / 369813BL2013 | EGA | LBS | 2019 | Bintaro
GH0404 | BUBUT / 221813BL2013 | EGA | LBS | 2019 | Bintaro
GH0404 | KOPEL1 / CI2014W074002220 | EGA | LBS | 2019 | Bintaro
GH0404 | CD187 / CI2014W0730031201 | EGA | LBS | 2019 | Bintaro
GH0404 | KJ289 / CI2013W4860020201 | EGA | LBS | 2019 | Bintaro
GH0412 | SEPEDA / 122718213 | EGA | LBS | 2019 | Bintaro
GH0412 | KOPEL2 / 122718214 | EGA | LBS | 2019 | Bintaro
GH0412 | GIPTK / 031615213 | EGA | LBS | 2019 | Bintaro
GH0115 | KOPEL / 137318213 | EGA | LBS | 2019 | Bintaro
CN140 | 0306.21.212 | EGA | LBS | 2021 | Ciputat
PG22 | CI-2017-W21-5-0016 | SCHNEIDER | CBOM | 2017 | Cempaka Putih
CN117N | 1682.17.234 | EGA | CBOM | 2017 | Ciputat
CP29E | 815.202 | ULUSOY | LBS | 2020 | Ciputat
CPT21 | 0693 - 21 | ULUSOY | LBS | 2021 | Ciputat
CGR22 | T73007348413-00400/004 | SIEMENS | PB 1 | 2021 | Lenteng Agung
CGR22 | T73007348413-01400/014 | SIEMENS | LBS-1 | 2021 | Lenteng Agung
CGR22 | T73006249246-000600/006 | SIEMENS | LBS-2 | 2019 | Lenteng Agung
PML41 | 0216 - 20 | ULUSOY | LBS | 2021 | Ciputat
PML41 | 0314- 21- 214 | EGA | LBS | 2021 | Ciputat
CPT20 | 0940- 21 | ULUSOY | LBS | 2021 | Ciputat
CPT20 | 0324- 21- 214 | EGA | PB TRAFO | 2021 | Ciputat
PGL20 | 383.1621 | EGA | PB | 2016 | Pondok Kopi
CP500 | 0 | EGA | LBS |  | Ciputat
A69 | A69-0899.21.234 | EGA | CBOM | 2021 | Bandengan
A69 | A69-09023.21.234 | EGA | CBOM | 2021 | Bandengan
TD28B | 502644729/3001-009 | ABB | LBS | 2020 | Ciputat
PGL49 | 1330.21.213 | EGA | LBS | 2021 | Pondok Kopi
PGL49 | 0906.21.234 | EGA | CBOM | 2021 | Pondok Kopi
TD28E | 0261.15.214 | EGA | PB TRAFO | 2015 | Ciputat
BC94 | 1597-21-213 | EGA | LBS Motorized | 2021 | Cengkareng
TD400 | LABUHAN/ 0075.19.213 | EGA | LBS |  | Bintaro
CL46 | 0683-20 | ULUSOY | LBS | 2020 | Marunda
RM2N | 0 | SCHNEIDER SM6 | PMT |  | Cempaka Putih
BT435 | 0612-21 | ULUSOY | PB | 2021 | Bintaro
TD212 | CI-2018-W29-1-0005 | SCHNEIDER | LBS | 2018 | Ciputat
TD212 | 62271-200 | MERLIN GERIN | PB |  | Ciputat
SD249 | 0956-21 | ULUSOY | LBS | 2021 | Tanjung Priok
GH0112 | CI.2017.W35.1.0009 | SCHNEIDER SM6 | LBS |  | Ciracas
GH0112 | CI.2017.W38.3.0041 | SCHNEIDER SM6 | LBS |  | Ciracas
GH0421 | CI-2018-W02-5-0009 | SCHNEIDER | LBS | 2018 | Ciputat
GH0421 | CI-2018-W02-5-0014 | SCHNEIDER | LBS | 2018 | Ciputat
E372 | CI-2019-W35-3-1405 | SCHNEIDER RM6 | LBS (MOTORIZE) | 2019 | Kramat Jati
GH0114 | GH106 / CI2018W3630071 | SCHNEIDER | LBS | 2019 | Bintaro
GH0114 | CD128 / CI2018W2940028 | SCHNEIDER | LBS | 2019 | Bintaro
GH0114 | KOPEL 1 / CI2018W3340030 | SCHNEIDER | LBS | 2019 | Bintaro
GH0106 | KOPEL2 / CI2018W2960015 | SCHNEIDER | LBS | 2019 | Bintaro
GH0106 | CD203 / CI2018W3830031 | SCHNEIDER | LBS | 2018 | Bintaro
BK39 | - | EGA | LBS |  | Marunda
BK39 | - | SCHNEIDER | PB |  | Marunda
CN117N | 2448.17.213 | EGA | LBS | 2017 | Ciputat
CN117N | 0817.18.212 | EGA | LBS | 2017 | Ciputat
CP95 | 13.149 | ABB UNI SWITCH | LBS | 2013 | Ciputat
CP95 | 908.13.BF | EGA | PB TRAFO | 2013 | Ciputat
BT433 | SPOTEC/1308-21-213 | EGA | LBS |  | Bintaro
PML41 | 0963- 21 | ULUSOY | LBS | 2021 | Ciputat
CPT20 | 0215 - 20 | ULUSOY | LBS | 2021 | Ciputat
CP116 | 1312.21.213 | EGA MOTORIZE | LBS | 2021 | Ciputat
TB12 | Cl-2018-W20-5-0004 | SCHNEIDER | LBS MANUAL | 2018 | Jatinegara
CP58 | 1039.21.234 | EGA MOTORIZE | CBOM | 2021 | Ciputat
A69 | A69-0904.21.234 | EGA | CBOM | 2021 | Bandengan
TD28B | 502356308/2001-015 | ABB | LBS | 2020 | Ciputat
TD28B | 502356308/5001-037 | ABB | PB TRAFO | 2020 | Ciputat
KG466 | KG466 | ULUSOY | LBS | 2021 | Tanjung Priok
KG466 | KG466 | ULUSOY | LBS |  | Tanjung Priok
KG466 | KG466 | ULUSOY | LBS |  | Tanjung Priok
KG466 | KG466 | SCHNEIDER SM6 | LBS |  | Tanjung Priok
KG466 | KG466 | GAE | CBOM |  | Tanjung Priok
KM127 | 0942-21 | ULUSOY | LBS MOTORISE | 2021 | Jatinegara
KM127 | 0676-20 | ULUSOY | LBS MANUAL | 2020 | Jatinegara
KM127 | 1039-21 | ULUSOY | PB TRAFO | 2021 | Jatinegara
CPT10 | 0 | SCHNEIDER | LBS | 2021 | Ciputat
CPT10 | 0247. 21.212 | EGA | LBS | 2021 | Ciputat
TD57 | 175512234 | EGA | CBOG | 2017 | Ciputat
CP276 | 36 | UNINDO AREVA | LBS | 2008 | Ciputat
TD28E | 0037.161.213 | EGA | LBS | 2016 | Ciputat
PIK91 | LBS-PIK91 | SCHNEIDER | LBS |  | Bandengan
KM128 | 0471.20.213 | EGA | CBO PENYULANG | 2021 | Jatinegara
KM128 | 1594.21.213 | EGA | LBS MOTORISE | 2021 | Jatinegara
KM128 | 1041.21.234 | EGA | CBOM 2 | 2021 | Jatinegara
CB147 | CI.2018.W03.3.0053 | SCHNEIDER SM6 | PB | 2018 | Ciracas
CB147 | SM110506981 | SCHNEIDER SM6 | LBS | 2011 | Ciracas
GD14P | CV898224000050.003 | SIEMENS | PB | 2005 | Ciracas
CP97P | 20022084980011 | ABB SAFERING ( RMU ) | LBS | 2002 | Ciputat
CP97P | 20022084980011 | ABB SAFERING ( RMU ) | LBS | 2002 | Ciputat
CP97P | 20022084980011 | ABB SAFERING ( RMU ) | PB TRAFO | 2002 | Ciputat
PIK97 | PIK97-1584.21.213 | EGA | LBS 2 | 2021 | Bandengan
PG202 | 0446.15.212 | EGA | LBS | 2015 | Pondok Kopi
CN75 | 4684 | UNINDO | PB TRAFO | 2011 | Ciputat
B115 | B115-LBS 3 | SCHNEIDER | LBS |  | Bandengan
TD211 | 0197.19.21 | EGA | LBS | 2019 | Ciputat
TD211 | 0200.19.212 | EGA | LBS | 2019 | Ciputat
TD211 | CI-2018-W32-2-0051 | SCHNEIDER | PB TRAFO | 2018 | Ciputat
TD211 | EGA0132.19.214-2018-W32-2 | EGA | LBS | 2019 | Ciputat
CP290 | 11714 | UNINDO M24+ | LBS | 2009 | Ciputat
TD442 | 1690.17.212 | EGA | LBS | 2017 | Ciputat
KB400 | 0887.21.234 | EGA | CBOM | 2021 | Bulungan
TD211 | 2017 CSF6.3291 | ORMAZABAL | LBS | 2017 | Ciputat
TD211 | 2017 CSF6.60113 | ORMAZABAL | CBO | 2017 | Ciputat
TD61B | T73005555599-0090 | SIEMENS | PB TRAFO | 2018 | Ciputat
CN65 | CI-2015-W44-2-0018 | SCHNEIDER | CBOG | 2015 | Ciputat
CPT23 | 1322-21-213 | EGA | LBS | 2021 | Ciputat
CPT23 | 0337- 21- 214 | EGA | PB TRAFO | 2021 | Ciputat
KDR24 | IDBB419010016 | ABB | PT | 2018 | Cengkareng
KB478 | 01-2021-W21-1-1401 | SCHNEIDER | LBS | 2021 | Bulungan
TD365 | T73007348413-04900/049 | SIEMENS | LBS | 2017 | Ciputat
TD179 | CI-2019-W10-1-0043 | SCHNEIDER | LBS | 2019 | Ciputat
GH0070 | CP9 / CI2018W3460020 | SCHNEIDER | LBS | 2019 | Bintaro
GH0114 | KOPEL2 / CI2018W3410028 | SCHNEIDER | LBS | 2019 | Bintaro
JGK33 | 0186-20 | ULUSOY | LBS-2 |  | Lenteng Agung
CP95 | 13.0221 | ABB UNI SWITCH | LBS | 2013 | Ciputat
BT433 | SPOTEC /1309-21-213 | EGA | LBS |  | Bintaro
KD115 | Cl-2015-W29-1-0032 | SCHNEIDER | PB TRAFO | 2015 | Jatinegara
TD287P | 1035.18.214 | EGA | PB TRAFO | 2018 | Ciputat
TD287P | 0379.16.212 | EGA | LBS | 2016 | Ciputat
TD287P | 1796.16.213 | EGA | LBS | 2016 | Ciputat
KG466 | KG466 | SCHNEIDER SM6 | LBS |  | Tanjung Priok
CP473 | CI-2014-W25-5-0015 | SCHNEIDER | LBS | 2014 | Ciputat
CP295 | 2405 | UNINDO FLUOKIT M24 | LBS | 2010 | Ciputat
CP295 | 12404 | UNINDO FLUOKIT M24 | LBS | 2010 | Ciputat
CP295 | 3833 | UNINDO FLUOKIT M24 | PB TRAFO | 2010 | Ciputat
CP276 | 36 | UNINDO AREVA | LBS | 2008 | Ciputat
CP276 | 36 | UNINDO AREVA | PB TRAFO | 2008 | Ciputat
TD400 | LABUHAN/ 0075.19.214 | EGA | PB |  | Bintaro
TD96 | LABUHAN/ 0192.19,212 | EGA | LBS |  | Bintaro
TD96 | LABUHAN / 058.19.214 | EGA | PB |  | Bintaro
KM128 | 1042.21.234 | EGA | CBOM 1 | 2021 | Jatinegara
KL215 | 1036-21 | ULLUSOY | PB | 2021 | Bulungan
CPT22 | 01324-21-213 | EGA | LBS | 2021 | Ciputat
CD355 | 02016.W22.4.0020 | SCHNEIDER | PB |  | Bintaro
CB147 | CI.2018.W18.5.0029 | SCHNEIDER SM6 | LBS | 2018 | Ciracas
GD14P | CV898224000050.004 | SIEMENS | LBS | 2005 | Ciracas
PS198 | 0897.21.234 | EGA | CBOG | 2021 | Cempaka Putih
TD92B | CL-2018-W39-5-0035 | SCHNEIDER | LBS | 2018 | Ciputat
PIK97 | PIK97-1576.21.213 | EGA | LBS 1 | 2021 | Bandengan
PGL41 | W31-1-0041 | SCHNEIDER | LBS | 2018 | Pondok Kopi
CN75 | SM1123238CI | SCHNEIDER | LBS |  | Ciputat
TD442 | CI-2018-W02-5-0007 | SCHNEIDER | LBS | 2018 | Ciputat
TD61B | T73005555599-0148 | SIEMENS | LBS | 2018 | Ciputat
CP255 | CI-2017-W52-3-0010 | SCHNEIDER | LBS | 2017 | Ciputat
CP255 | CI-2019-W24-3-0001 | SCHNEIDER | LBS | 2019 | Ciputat
CP255 | CI-2017-W46-4-0011 | SCHNEIDER | LBS | 2019 | Ciputat
CP403 | 27013/075/12/02/E6 | GAE | PB TRAFO | 2012 | Ciputat
GD8B | SB.2010.W45.2.0021 | SCHNEIDER RM6 | LBS | 2010 | Ciracas
CD421 | 418.2 | KUSOYA | LBS |  | Bintaro
E451 | 1321.21.213 | EGA | LBS (MOTORIZE) | 2021 | Kramat Jati
E451 | 1318.21.213 | EGA | LBS (MOTORIZE) | 2021 | Kramat Jati
E452 | 1338.21.213 | EGA | LBS (MOTORIZE) | 2021 | Kramat Jati
GD101 | 414 | VERCORS MG | LBS | 1988 | Ciracas
GD101 | 414 | VERCORS MG | LBS | 1988 | Ciracas
GD101 | 414 | VERCORS MG | LBS | 1988 | Ciracas
GD101 | 414 | VERCORS MG | PB | 1988 | Ciracas
CN139 | 1567- 21- 213 | EGA | LBS | 2021 | Ciputat
CN139 | 0244- 21- 212 | EGA | LBS | 2021 | Ciputat
PGS18 | 0670-20 | ULUSOY | LBS | 2021 | Marunda
PGS18 | 0613-21 | ULUSOY | PB TRAFO | 2021 | Marunda
CK257 | 0821-20 | ULUSOY | LBS | 2021 | Marunda
CK257 | 0709-20 | ULUSOY | LBS | 2021 | Marunda
PGS17 | 0721-20 | ULUSOY | LBS | 2021 | Marunda
PGS17 | 0667-20 | ULUSOY | LBS | 2021 | Marunda
PGS17 | - | ULUSOY | PB TRAFO | 2021 | Marunda
CK260 | 0308.21.212 | EGA | LBS | 2021 | Marunda
CK260 | 1596.21.213 | EGA | LBS | 2021 | Marunda
CK260 | 0765.21.234 | EGA | CBOG | 2021 | Marunda
CK259 | 0307.21.212 | EGA | LBS | 2021 | Marunda
CK259 | 1568.21.218 | EGA | LBS | 2021 | Marunda
CK259 | 0767.21.234 | EGA | CBOG | 2021 | Marunda
CN100 | 0 | SCHNEIDER | PB TRAFO | 2019 | Ciputat
CN107 | 0 | SCHNEIDER | LBS | 2017 | Ciputat
CN113 | O | EGA | KOSONG | 2018 | Ciputat
CN24 | 0 | MERLIN GERIN | B1 |  | Ciputat
TD279P | 0 | SIEMENS | PB |  | Ciputat
TD414 | 0 | SCHNEIDER | LBS |  | Ciputat
CP519 | 0 | SIEMENS | PB TRAFO |  | Ciputat
CP39 | 0357-15-214 | EGA | PB TRAFO | 2015 | Ciputat
PG443 | 0356.20.2 | EGA | LBS Motorize | 2020 | Cempaka Putih
KDR49 | 61165 | ORMAZABAL | PB | 2019 | Cengkareng
CN53 | T73007348413-05400/054 | SIEMENS | PB | 2021 | Ciputat
AB283 | AB283-CV 876026-000120/00 | SIEMENS | CBOM | 2015 | Bandengan
GH0403 | 0947-20 | ULUSOY | LBS | 2020 | Ciputat
GH0028 | 0286.17.213 | EGA | LBS | 2017 | Ciracas
GH0028 | 0282.17.213 | EGA | LBS | 2017 | Ciracas
GH0028 | 0299.17.213 | EGA | LBS | 2017 | Ciracas
GH0028 | 0297.17.213 | EGA | LBS |  | Ciracas
GH0418 | 2633.17.213 | EGA | LBS |  | Ciracas
GH0418 | 2730.17.213 | EGA | LBS |  | Ciracas
E372 | CI-2021-37-1-1403 | SCHNEIDER RM6 | PB TRAFO | 2021 | Kramat Jati
KJ109 | KJ109 SP185 | SCHNEIDER | LBS |  | Kebon Jeruk
KJ109 | KJ109 CBOG | SCHNEIDER | CBOG |  | Kebon Jeruk
GH0422 | GH273 / CI2018W3440033 | SCHNEIDER | LBS | 2019 | Bintaro
GH0411 | KB284 / 332713BL | EGA | LBS | 2019 | Bintaro
CPT10 | S/N 2019.W24.3.0003 | SCHNEIDER | ACO | 2019 | Ciputat
TD400 | LABUHAN/045.19.212 | EGA | LBS |  | Bintaro
BT106 | SENDANG/ 030718214 | EGA | PB |  | Bintaro
TD96 | LABUHAN/ 0147.19.213 | EGA | LBS |  | Bintaro
K42B | 609.13.BF | EGA | PB | 2013 | Cempaka Putih
E41 | - | SIEMENS | LBS | 2004 | Ciracas
GD228 | 13.0042 | ABB UNISWITCH | LBS | 2013 | Ciracas
GD278 | CI.2017.W37.5.0045 | SCHNEIDER SM6 | LBS | 2017 | Ciracas
GD278 | CI.2013.W36.6.0017 | SCHNEIDER SM6 | LBS | 2013 | Ciracas
CD355 | DOKAR/ 02017.W15.5.0046 | SCHNEIDER | LBS |  | Bintaro
CD46 | LBS CD46 | EGA | LBS |  | Bintaro
GD14P | CV898224000050.007 | SIEMENS | - | 2005 | Ciracas
E65 | 108017213 | EGA | LBS | 2017 | Pondok Kopi
PS198 | 1600.21.213 | EGA | LBS MOTORIZE | 2021 | Cempaka Putih
PS198 | 0250.21.212 | EGA | LBS | 2021 | Cempaka Putih
PIK97 | PIK97-CI-2012-W41-0001 | SCHENEIDER | CBOM | 2021 | Bandengan
CN19 | CI-2018-W20-4-0030 | SCHNEIDER | LBS | 2018 | Ciputat
CN75 | SM1125158CI | SCHNEIDER | LBS |  | Ciputat
TD442 | CI-2018-W03-3-0020 | SCHNEIDER | PB TRAFO | 2018 | Ciputat
PB60 | 0301.15.214 | EGA | PBTRAFO | 2015 | Pondok Kopi
TD211 | 2017 CSF6.3251 | ORMAZABAL | LBS | 2017 | Ciputat
TD61B | T73005555599-0071 | SIEMENS | LBS | 2018 | Ciputat
TD61B | T73005555599-0018 | SIEMENS | PB TRAFO | 2018 | Ciputat
CPT23 | 0043- 21 - 212 | EGA | LBS | 2021 | Ciputat
CPT19 | 1314- 21- 312 | EGA | LBS | 2021 | Ciputat
CPT19 | 0042 - 21- 212 | EGA | LBS | 2021 | Ciputat
CPT19 | 0335- 21- 214 | EGA | PB TRAFO | 2021 | Ciputat
CP271 | 703002 | MERLIN GERIN SM6 | CBO | 2005 | Ciputat
CP346 | 2361/102/11/02/E6/2011 | GAE | PB TRAFO | 2011 | Ciputat
GD8B | CI.2021.W38.1.1402 | SCHNEIDER RM6 | PB | 2021 | Ciracas
GD8B | CI.2021.W38.9.1404 | SCHNEIDER RM6 | PB | 2021 | Ciracas
CD421 | 505.2 | KUSOYA | PB |  | Bintaro
E452 | 1339.21.213 | EGA | LBS (MOTORIZE) | 2021 | Kramat Jati
E452 | 0357.21.214 | EGA | PB TRAFO | 2021 | Kramat Jati
PIK94 | PIK94-0744-20 | ULUSOY | LBS | 2020 | Bandengan
PIK94 | PIK94-0216-21 | ULUSOY | PB TRAFO | 2021 | Bandengan
PS196 | 152062503 | SCHNEIDER SM6 | PGC | 2019 | Cempaka Putih
CN139 | 0338- 21- 214 | EGA | PB TRAFO | 2021 | Ciputat
PGS18 | 1280-20 | ULUSOY | LBS | 2021 | Marunda
CK257 | 1479-20 | ULUSOY | CBOG | 2021 | Marunda
CK257 | 0421.18.214 | EGA | PB TRAFO | 2021 | Marunda
CN107 | 0 | EGA | LBS | 2016 | Ciputat
TD414 | 0 | SCHNEIDER | LBS | 2019 | Ciputat
TD414 | 0 | EGA | CBOM | 2016 | Ciputat
CP205 | 0 | ABB | PT |  | Ciputat
CP358 | CI-2019-W21-6-0074 | SCHNEIDER | CBO | 2019 | Ciputat
CP39 | CI-2016-W02-4-0010 IEC 62 | SCHNEIDER | LBS | 2016 | Ciputat
CP39 | CI-2015-W36-9-0095 IEC 62 | SCHNEIDER | LBS | 2015 | Ciputat
CP39 | CI-2018-W19-2-007 | SCHNEIDER | LBS | 2018 | Ciputat
CN26 | S9501773 | MERLIN GERIN | LBS | 2013 | Ciputat
CNK | CI-2015-W26-6-0005 | SCHNEIDER | LBS | 2015 | Ciputat
CP192 | 0162.19.213 | EGA | LBS | 2019 | Ciputat
KPK1P | LBS1-KPK1P | SCHNEIDER | LBS |  | Bandengan
KPK1P | PB-KPK1P | SCHNEIDER | PB |  | Bandengan
CP377 | 309513BL | EGA | LBS | 2013 | Ciputat
GD246P | 502308268/3001.015 | ABB SAFEPLUS | PB | 2018 | Ciracas
BT435 | 0060.21.212 | EGA | LBS | 2021 | Bintaro
GD246P | 502308268/2001.008 | ABB SAFEPLUS | LBS | 2018 | Ciracas
CB97P | 5023082668/1001.002 | ABB SAFEPLUS | LBS | 2018 | Ciracas
CP398 | 26888/075/12/01/E6 | GAE | LBS | 2012 | Ciputat
GH0422 | BT347 / 307513BL2013 | EGA | LBS | 2019 | Bintaro
GH0114 | BT401 / CI2018W3630066 | SCHNEIDER | LBS | 2019 | Bintaro
GH0106 | CD190 / CI2018W3010016 | SCHNEIDER | LBS | 2019 | Bintaro
JGK33 | 0618-21 | ULUSOY | PB |  | Lenteng Agung
CN140 | 901.2123 | EGA | CBOM | 2021 | Ciputat
JW101 | C1-2019-W14-5-0015 | SCHNEIDER | ACO TM | 2019 | Pondok Gede
BK39 | - | EGA | LBS |  | Marunda
CN117N | 1411.17.213 | EGA | LBS | 2017 | Ciputat
CN117N | 0669.18.212 | EGA | LBS | 2018 | Ciputat
TD28B | 502356308/1001-025 | ABB | PT | 2020 | Ciputat
E415 | 1524.18.213 | EGA | LBS MOTORIZED | 2018 | Kramat Jati
CPT22 | 0048- 21 - 212 | EGA | LBS | 2021 | Ciputat
GD228 | 13.0039 | ABB UNISWITCH | LBS | 2013 | Ciracas
GD228 | 12.1572 | ABB UNISWITCH | PB | 2012 | Ciracas
CP271 | 501111 | MERLIN GERIN SM6 | LBS | 2005 | Ciputat
CN107 | 0 | SCHNEIDER | LBS |  | Ciputat
CP39 | CI-2018-W19-4-0051 | SCHNEIDER | LBS | 2018 | Ciputat
CP39A | 60.12, BF | EGA | PB TRAFO | 2012 | Ciputat
CN35 | CV 06-5147/010 | SIEMENS | PB TRAFO | 1993 | Ciputat
CNK | CI-2015-W26-6-0005 | SCHNEIDER | LBS | 2015 | Ciputat
CNK | 2733.13.BL | EGA | LBS | 2013 | Ciputat
CP182 | CI.2019.W20.5-0027 | SCHNEIDER | LBS | 2019 | Ciputat
CP182 | CI.2019.W30.3-0029 | SCHNEIDER | LBS | 2019 | Ciputat
CP192 | 0162.19.213 | EGA | LBS | 2019 | Ciputat
CP192 | 0766.18.212 | EGA | LBS | 2018 | Ciputat
CP300 | CI-2019-W36-4-0007 | SCHNEIDER | PB TRAFO | 2019 | Ciputat
CP316 | 22566/032/10/01/E6 | GAE | LBS | 2010 | Ciputat
CP316 | 22542/032/10/01/E6 | GAE | LBS | 2010 | Ciputat
CP316 | 1407.18.213 | EGA | LBS KOPEL ACO | 2018 | Ciputat
CP316 | 1764.17.234 | EGA | CBO PELANGGAN 1 | 2017 | Ciputat
CP316 | CI.2018.W29-6-0053 | SCHNEIDER | LBS KOPEL | 2018 | Ciputat
CP316 | IEC 62271-200 | SCHNEIDER | LBS | 2018 | Ciputat
CP316 | IEC.62271-200 | SCHNEIDER | CBO PELANGGAN 2 | 2010 | Ciputat
MN57 | 2024.21.213 | EGA | LBS Mot | 2021 | Pondok Gede
MN57 | 0330.21.214 | EGA | PB | 2021 | Pondok Gede
KJ439 | KJ439 1585.21.213 | EGA | LBS | 2021 | Kebon Jeruk
BK301 | 0251.21.212 | EGA | LBS | 2021 | Marunda
PGL41 | W31-1-0041 | SCHNEIDER | LBS | 2018 | Pondok Kopi
BDU43 | BDU43-0855.17.214 | EGA | PB | 2021 | Bandengan
KB619 | 1604.21.213 | EGA | LBS MOTORIZE | 2021 | Bulungan
KB619 | 1603.21.213 | EGA | LBS MOTORIZE | 2021 | Bulungan
KB619 | 0345.21.214 | EGA | PB | 2021 | Bulungan
SR2B | IDABB419010075 | ABB | LBS | 2018 | Ciputat
CK170 | 1512.16.213 | EGA | LBS | 2016 | Marunda
MRD1 | CV 06-5092/017 | SIEMENS | LBS | 1992 | Marunda
MRD1 | CV 06-5092/017 | SIEMENS | LBS | 1992 | Marunda
PIK84 | PIK84-PGDB | ULUSOY | PGDB | 2020 | Bandengan
CP419 | CI-2018-W28-6-0040 | SCHNEIDER | LBS | 2018 | Ciputat
PM363 | 0213-20 | ULUSOY | KOPEL TENOR-ACO | 2020 | Lenteng Agung
PM363 | 0678-20 | ULUSOY | LBS PM363-PM360 | 2020 | Lenteng Agung
PM363 | 0212-20 | ULUSOY | LBS PM363-PM351 | 2020 | Lenteng Agung
PM363 | CI-2018-W09-2-0007 | SCHNEIDER | CBOG | 2020 | Lenteng Agung
TD409 | 0 | ABB | LBS |  | Ciputat
TD409 | 0 | ABB | LBS |  | Ciputat
TD409 | 0 | ABB | PB TRAFO |  | Ciputat
PM224 | PM224-SM0940105CI | SCHNEIDER | CBO | 2009 | Jatinegara
PM224 | PM224-SM0942061CI | SCHNEIDER | LBS | 2009 | Jatinegara
KD66N | 2085.21.213 | EGA | LBS | 2021 | Pondok Kopi
KD66N | 2096.21.213 | EGA | LBS | 2021 | Pondok Kopi
CK262 | 2089.21.213 | EGA | LBS | 2021 | Marunda
CK262 | 0362.22.213 | EGA | LBS | 2021 | Marunda
DK200 | 133721234 | EGA | CBOG | 2021 | Cengkareng
KJ159 | KJ159-CI-2017-W09-2-0024 | SCHNEIDER | LBS | 2017 | Kebon Jeruk
SP16G | SP16G 1633-19 | ULUSOY ELECTRIC | LBS | 2019 | Kebon Jeruk
SP16G | SP16G 1648-19 | ULUSOY ELECTRIC | LBS | 2019 | Kebon Jeruk
DB45 | LBS DB45 | SCHNEIDER | LBS |  | Bandengan
CL46 | 1309-20 | ULUSOY | LBS | 2020 | Marunda
CL46 | 0356-21 | ULUSOY | PGC | 2021 | Marunda
KB478 | 01-2021-W21-1-1401 | SCHNEIDER | PB | 2021 | Bulungan
E186 | 20040273 | ABB Uniswitch | PB | 2004 | Pondok Gede
KB118 | 0602-21 | ULLUSOY | PB | 2021 | Bulungan
KB118 | 0917-21 | ULLUSOY | LBS | 2021 | Bulungan
MD118 | - | SCHNEIDER | LBS |  | Marunda
PG5 | PG5 | FLUOKIT M24 | LBS |  | Cempaka Putih
CKG197 | 1325-20 | ULUSOY | LBS | 2020 | Cengkareng
PD78 | CI-2021-37-3-1404-2021 | SCHNEIDER RM6 | PB TRAFO | 2021 | Kramat Jati
GD246P | 502308268/1001.016 | ABB SAFEPLUS | LBS | 2018 | Ciracas
GH0106 | CD56A / 142818213 | EGA | LBS | 2019 | Bintaro
GH0106 | GH113 / 125518213 | EGA | LBS | 2019 | Bintaro
GH0109 | KOPEL1 / 136118213 | SCHNEIDER | LBS | 2019 | Bintaro
GH0109 | GH144 / 129218213 | SCHNEIDER | LBS | 2019 | Bintaro
GH0146 | CD75 / CI2019W2030025 | EGA | LBS | 2019 | Bintaro
GH0146 | CD41C / CI2019W2010010 | EGA | LBS | 2019 | Bintaro
RG218 | T73007348413-01000/010 | SIEMENS | LBS-1 | 2021 | Lenteng Agung
BK39 | - | EGA | LBS |  | Marunda
PG366 | PG 366 | ABB | CT |  | Cempaka Putih
TD28E | 0069.16.212 | EGA | LBS | 2016 | Ciputat
CD421 | 2245.19 | KUSOYA | LBS |  | Bintaro
PIK94 | PIK94-1345-20 | ULUSOY | LBS | 2020 | Bandengan
MN57 | 0332.21.212 | EGA | LBS | 2021 | Pondok Gede
KJ439 | KJ439 1587.21.213 | EGA | LBS | 2021 | Kebon Jeruk
BK301 | 1599.21.213 | EGA | LBS | 2021 | Marunda
BDU43 | BDU43-0314.21.213-1 | EGA | LBS | 2021 | Bandengan
BDU43 | BDU43-0098.21.213-2 | EGA | LBS | 2021 | Bandengan
PM363 | 1246.18.213 | EGA | LBS -PM143 |  | Lenteng Agung
PM363 | 0986.18.212 | EGA | LBS - PM112 |  | Lenteng Agung
SR2B | IDABB419010029 | ABB | VT | 2018 | Ciputat
SR2B | IDABB420030258 | ABB | LBS | 2020 | Ciputat
SR2B | IDABB419010178 | ABB | PB TRAFO | 2018 | Ciputat
CP116 | 152218213 | EGA | LBS | 2018 | Ciputat
CK170 | 1472.16.213 | EGA | LBS | 2016 | Marunda
CK170 | 0308.19.214 | EGA | PB TRAFO | 2019 | Marunda
MRD1 | CV 06-5092/017 | SIEMENS | PB TRAFO | 1992 | Marunda
CP181 | 1848.17.213 | EGA | LBS | 2017 | Ciputat
CP419 | CI-2015-W16-1-0013 | SCHNEIDER | CBO PELANGGAN | 2015 | Ciputat
PM215 | Cl-2018-W35-1-0014 | SCHNEIDER | ACO | 2018 | Jatinegara
PM363 | 0705-20 | ULUSOY | KOPEL DOMBA-ACO | 2020 | Lenteng Agung
PM363 | CI-2019-W19-1-0017 | SCHNEIDER | LBS KOPEL | 2020 | Lenteng Agung
BK296 | 0337.21.212 | EGA | LBS | 2021 | Marunda
BK296 | IDABB2211100551 | ABB | ACO | 2021 | Marunda
BK296 | IDABB2211100551 | ABB | ACO | 2021 | Marunda
PM220N | CI-2015-W32-4-0002 | SCHNEIDER | CBO | 2015 | Jatinegara
KD66N | 0514.21.214 | EGA | PB TRAFO | 2021 | Pondok Kopi
CK262 | 2095.21.213 | EGA | LBS | 2021 | Marunda
CK262 | 0763.21.234 | EGA | PGC | 2021 | Marunda
CK262 | 0336.21.212 | EGA | LBS | 2021 | Marunda
CK262 | 1648.16.212 | EGA | LBS | 2021 | Marunda
CK262 | 0334.21.212 | EGA | LBS | 2021 | Marunda
CK262 | 1459.21.234 | EGA | PGC | 2021 | Marunda
KJ159 | KJ159-2058.13.BL | EGA | LBS | 2020 | Kebon Jeruk
KJ159 | KJ159 - 2098 | FLUOKIT M | PB TRAFO | 2020 | Kebon Jeruk
KJ159 | KJ159-CI.2016.W08.2.0010 | SCHNEIDER | PGC | 2016 | Kebon Jeruk
SP16G | SP16 1125-19 | ULUSOY ELECTRIC | PB TRAFO | 2019 | Kebon Jeruk
SP185 | 4 SP185 LBS | SCHNEIDER | LBS |  | Kebon Jeruk
SP185 | 5 SP185 LBS | SCHNEIDER | SP185 LBS |  | Kebon Jeruk
SP185 | 6 SP185 PB | SCHNEIDER | PB TRAFO |  | Kebon Jeruk
SP185 | 10 SP185 LBS | SCHNEIDER | LBS |  | Kebon Jeruk
TD87A | 11604 | FLUOKIT M | LBS | 2008 | Ciputat
TD332 | 4635 | UNINDO | LBS | 1995 | Ciputat
TD332 | 4836 | UNINDO | LBS | 1995 | Ciputat
TD332 | 1541 | UNINDO | LBS MASTERING | 1995 | Ciputat
TD332 | 1437 | UNINDO | PGB | 1995 | Ciputat
TD332 | 685 | UNINDO | B1 | 1995 | Ciputat
RM100 | 2027.21.213 | EGA | LBS MOTORIZE | 2021 | Cempaka Putih
RM100 | 0180-20 | ULUSOY | LBS | 2021 | Cempaka Putih
RM100 | 1336.21.234 | EGA | CBOM | 2021 | Cempaka Putih
PGL50 | 1350.21.213 | EGA | LBS | 2021 | Pondok Kopi
SP148 | 1652.17.212 | EGA | LBS | 2017 | Kebon Jeruk
TD218P | CI-2021-W21-3-1402 | SCHNEIDER | LBS | 2021 | Bulungan
E99 | CI-2015-W32-3-0010 | SCHNEIDER | CBOM | 2015 | Kramat Jati
PG443 | 0355.20.2 | EGA | LBS Motorize | 2020 | Cempaka Putih
GH0098 | GH 98 | SCHNEIDER | LBS1 |  | Lenteng Agung
GH0098 | CI-2018-W19-3-0029 | SCHNEIDER | LBS2 | 2018 | Lenteng Agung
GH0098 | CI-2018-W20-5-0010 | SCHNEIDER | LBS3 | 2018 | Lenteng Agung
GH0098 | CI-2018-W19-3-0028 | SCHNEIDER | LBS5 | 2018 | Lenteng Agung
GH0098 | CI-2018-W20-1-0026 | SCHNEIDER | LBS7 | 2018 | Lenteng Agung
GH0417 | CI-2018-W30-5-0006 | SCHNEIDER | LBS6 | 2018 | Lenteng Agung
GH0417 | 0873.13.89/1304824 | EGA | LBS7 | 2018 | Lenteng Agung
GH0168 | CI-2014-W13-6-0012 | SCHNEIDER | LBS 2 | 2014 | Lenteng Agung
GH0168 | CI-2014-W48-4-0010 | SCHNEIDER | LBS 3 | 2014 | Lenteng Agung
GH0168 | CI-2014-W48-2-0042 | SCHNEIDER | LBS 4 | 2014 | Lenteng Agung
GH0168 | CI-2014-W59-3-0003 | SCHNEIDER | LBS5 | 2014 | Lenteng Agung
BT430 | 63520 | ULUSOY | LBS | 2020 | Bintaro
CNK20 | 1311.16.213 | EGA | LBS | 2016 | Ciputat
CP284 | T73007348413-05500/055 | SIEMENS | PB | 2021 | Ciputat
E158B | SB.2011.W17.2.0009 | SCHNEIDER RM6 | PB | 2011 | Ciracas
GH1000 | GH1000-1 | FLOUKIT M | LBS |  | Bandengan
GH0273 | BT182 / 037916213 | EGA | LBS | 2019 | Bintaro
GH0070 | BT321 / CI2015W2730036 | SCHNEIDER | LBS | 2019 | Bintaro
GH0070 | BT50 / CI2016W4840049 | SCHNEIDER | LBS | 2019 | Bintaro
GH0070 | GI PDK INDAH / CI2018W3 | SCHNEIDER | LBS | 2019 | Bintaro
GH0106 | KOPEL1 / CI2018W3610056 | SCHNEIDER | LBS | 2019 | Bintaro
GH0109 | BT279 / 141818213 | SCHNEIDER | LBS | 2019 | Bintaro
PGL49 | 1331.21.213 | EGA | LBS | 2021 | Pondok Kopi
JW101 | 0952-21 | ULUSOY | LBS Mot | 2021 | Pondok Gede
JW101 | 0959-21 | ULUSOY | LBS Mot | 2021 | Pondok Gede
CN58 | 07J880 | UNINDO AREVA | LBS | 2007 | Ciputat
CN58 | 07J880 | UNINDO AREVA | LBS | 2007 | Ciputat
KM11 | Cl-2019-W40-3-0028 | SCHNEIDER | ACO | 2019 | Jatinegara
KB127N | CI-2019-W31-5-0034 | SCHNEIDER | KOPEL 2 ACO | 2019 | Jatinegara
MK468 | MK468-LBS | SCHNEIDER | LBS |  | Bandengan
B402 | LBS-B402 | SCHNEIDER | LBS |  | Bandengan
TD126B | 0217-16-214 | EGA | PB 2 | 2017 | Ciputat
BK296 | 0619-21 | ULUSOY | PB TRAFO | 2021 | Marunda
BK296 | 0671-20 | ULUSOY | LBS | 2021 | Marunda
BK296 | 0843-20 | ULUSOY | LBS | 2021 | Marunda
BK296 | 0203-20 | ULUSOY | LBS | 2020 | Marunda
KD66N | 1045.21.234 | EGA | CBO | 2021 | Pondok Kopi
DK200 | 4721212 | EGA | LBS MANUAL | 2021 | Cengkareng
DK200 | 131621213 | EGA | LBS MOTORIZED | 2021 | Cengkareng
RG103 | CI-2019-W42-5-1408 | SCHNEIDER | PB | 2019 | Lenteng Agung
RG103 | CI-2019-W38-3-1405 | SCHNEIDER | LBS-1 | 2019 | Lenteng Agung
RG103 | CI-2019-W38-2-1404 | SCHNEIDER | LBS-2 | 2019 | Lenteng Agung
SP185 | 1 SP185 LBS 9243635 | SCHNEIDER | LBS | 2017 | Kebon Jeruk
SP185 | 2 SP185 LBS | SCHNEIDER | LBS / ACO | 2017 | Kebon Jeruk
SP185 | 3 SP185 PGC | SCHNEIDER | PGC |  | Kebon Jeruk
SP185 | 7 SP185 PB | SCHNEIDER | PB TRAFO |  | Kebon Jeruk
SP185 | 8 SP185 PB | SCHNEIDER | PB TRAFO |  | Kebon Jeruk
SP185 | 9 SP185 PB | SCHNEIDER | PB TRAFO |  | Kebon Jeruk
SP185 | 11 SP185 LBS | SCHNEIDER | LBS |  | Kebon Jeruk
SP185 | 11 SP185 LBS | SCHNEIDER | LBS |  | Kebon Jeruk
TD87A | 111487 | FLUOKIT M | LBS | 2008 | Ciputat
TD87A | IEC62271-200 | SCHNEIDER | PB1 | 2008 | Ciputat
TD87A | CI-2015-W28-5-0017 | SCHNEIDER | PB2 | 2015 | Ciputat
PGL50 | 1348.21.213 | EGA | LBS | 2021 | Pondok Kopi
SP148 | 0833.16.213 | EGA | LBS | 2016 | Kebon Jeruk
SP148 | CI.2020.W08.2.0072 | SCHNEIDER | PGC | 2020 | Kebon Jeruk
SP88 | 1249-20 | ULUSOY ELECTRIC | PGC | 2020 | Kebon Jeruk
KB573 | C1.2013.W24.5.0028 | SCHNEIDER | CBOG | 2013 | Bulungan
DB45 | LBS DB45 | SCHNEIDER | LBS |  | Bandengan
GH0098 | CI-2018-W30-1-0003 | SCHNEIDER | LBS6 | 2018 | Lenteng Agung
KB118 | 0919-21 | ULLUSOY | LBS | 2021 | Bulungan
MD118 | - | SCHNEIDER | PGC |  | Marunda
MD118 | - | SCHNEIDER | LBS |  | Marunda
GH0112 | CI.2017.W40.3.0076 | SCHNEIDER SM6 | LBS |  | Ciracas
TD458 | T73005052683-0146 | SIEMENS | LBS | 2017 | Ciputat
TD180 | CI-2018-W19-4-0059 | SCHNEIDER | LBS | 2018 | Ciputat
SP233 | SP 233 - KOPEL A | EGA | KOPEL A | 2021 | Kebon Jeruk
SP233 | SP 233 - CBOG 1 | EGA | CBOG | 2021 | Kebon Jeruk
SP233 | SP 233 - CBOG 2 | EGA | CBOG | 2021 | Kebon Jeruk
GH1000 | GH1000-2 | FLOUKIT M | LBS |  | Bandengan
GH0144 | DRIVER / 129912991821320 | SCHNEIDER | LBS |  | Bintaro
CPT22 | 0900- 21- 234 | EGA | CBOG | 2021 | Ciputat
CPT21 | 0192 - 20 | ULUSOY | LBS | 2021 | Ciputat
CPT21 | 0348- 21- 214 | EGA | PB TRAFO | 2021 | Ciputat
TD211 | CI-2018-W33-1-0012 | SCHNEIDER | LBS | 2018 | Ciputat
TD211 | CI-2018-W35-1-0008 | SCHNEIDER | LBS | 2018 | Ciputat
GD8B | SB.2010.W44.5.0058 | SCHNEIDER RM6 | LBS | 2010 | Ciracas
CP29A | 249 | F&G | PB TRAFO | 1993 | Ciputat
BK301 | 0312.21.214 | EGA | PB TRAFO | 2021 | Marunda
CP419 | CI-2018-W20-2-0059 | SCHNEIDER | LBS | 2018 | Ciputat
DT24 | CI-2018-W14-6-0027 | SCHNEIDER | ACO | 2018 | Jatinegara
E99 | CI.2019.W35.4.0010 | SCHNEIDER | ACO | 2019 | Kramat Jati
KJ215 | KJ215 - CI-2019-W42-2-140 | FLOUKIT M | LBS | 2019 | Kebon Jeruk
KJ215 | KJ215 - CI-2019-W38-5-140 | FLOUKIT M | PB Trafo | 2019 | Kebon Jeruk
PG386 | 212.PJ/611/DISJAYA/2011 | GAE | PB |  | Cempaka Putih
BT435 | 0444.21.213 | EGA | LBS | 2021 | Bintaro
KB478 | 01-2021-W21-1-1401 | SCHNEIDER | LBS | 2021 | Bulungan
GH0098 | CI-1338.17.212 | EGA | LBS8 | 2017 | Lenteng Agung
GH0098 | 3170.17.213 | EGA | LBS9 | 2017 | Lenteng Agung
GH0417 | 2111.13.81/1501511 | EGA | LBS11 | 2013 | Lenteng Agung
BT430 | 101520 | ULUSOY | LBS |  | Bintaro
TD375 | 0333.15.211 | EGA | PB TRAFO | 2015 | Ciputat
GH0146 | OPUNG / 0342152132015 | EGA | LBS | 2019 | Bintaro
GH0146 | GH404 / 046916213 | EGA | LBS | 2019 | Bintaro
GH0411 | KL93 / CI2018W2030059 | EGA | LBS | 2019 | Bintaro
GH0411 | KL132 / W2030014 | EGA | LBS | 2019 | Bintaro
GH0411 | CD254 / W2910002 | EGA | LBS | 2019 | Bintaro
GH0411 | KL204 / W2910003 | EGA | LBS | 2019 | Bintaro
GH0411 | GH412 / W2910004 | EGA | LBS | 2019 | Bintaro
GH0404 | CD59 / C12012W43200242012 | EGA | LBS | 2019 | Bintaro
GH0412 | KB129 / CI2017W4340006 | EGA | LBS | 2019 | Bintaro
PGL49 | 1046.21.234 | EGA | CBOM | 2021 | Pondok Kopi
CN58 | 07J880 | UNINDO AREVA | PB TRAFO | 2007 | Ciputat
GD278 | - | SCHNEIDER SM6 | LBS | - | Ciracas
CP290 | 1602.17.213 | EGA MOTORIZE | LBS | 2017 | Ciputat
CP290 | 17.6056 | SCHNEIDER | PB TRAFO | 2017 | Ciputat
CP290 | 1163 | UNINDO M24+ | CBO | 2009 | Ciputat
CP403 | CI-2012-W29-5-0005 | SCHNEIDER | LBS | 2012 | Ciputat
CP403 | CI-2012-W27-4-0024 | SCHNEIDER | LBS | 2012 | Ciputat
E451 | 0770.21.234 | EGA | CBOG (MOTORIZE) | 2021 | Kramat Jati
CP39 | CI-2018-W19-4-0065 | SCHNEIDER | LBS | 2018 | Ciputat
KJ439 | KJ439 0351.21.214 | EGA | PB TRAFO | 2021 | Kebon Jeruk
SR2B | CI-2015-W44-5-0001 | SCHNEIDER | LBS | 2015 | Ciputat
CP419 | CI-2018-W31-1-0084 | SCHNEIDER | ACCO | 2018 | Ciputat
KJ111 | 1413-20 | ULUSOY ELECTRIC | PGC | 2020 | Kebon Jeruk
JS193 | 1892-19 | ULUSOY ELECTRIC | PB | 2020 | Pondok Gede
KB331 | 1027-20 | ULLUSOY | LBS MOTORIZE | 2020 | Bulungan
T447 | 0578-20 | UUSOY | LBS | 2020 | Menteng
CP491 | 0649-20 | ULUSOY | LBS MOTORIZE | 2019 | Ciputat
KB320 | 0193.17.212.2017 | EGA | LBS | 2017 | Bulungan
DB45 | DB45-CBOM | EGA | CBOM |  | Bandengan
PM238 | 0208.18.234 | EGA | CBOM MOTORIZE | 2018 | Bulungan
KDR27(GARSUN) | IDABB419010011 | ABB | CBOG | 2018 | Cengkareng
KDR27(GARSUN) | IDABB419010063 | ABB | LBS | 2018 | Cengkareng
KDR27(GARSUN) | IDABB420030287 | ABB | PB | 2018 | Cengkareng
TG367 | 2018CSF61177 | ORMAZABAL | PB | 2019 | Cengkareng
BC300 | 2019CSF61173 | ORMAZABAL | PB | 2019 | Cengkareng
E38 | E38-341217213 | EGA | LBS (MOTORIZE) | 2017 | Kramat Jati
JS170 | 5689 | UNINDO FLUOKIT M24+ | PB | 2009 | Pondok Gede
JS170 | 11272 | UNINDO FLUOKIT M24+ | LBS | 2008 | Pondok Gede
JW38 | 23772/083/11/01/E6 | GAE | LBS | 2011 | Pondok Gede
CK122 | CSF 60118 | ORMAZABAL | PGC | 2017 | Marunda
PML16 | 1624.18.213 | EGA | LBS MOTORIZE | 2018 | Ciputat
PML16 | 0801.18.214 | EGA | PB | 2018 | Ciputat
CPT5 | C12018-W32.10041 | SCHNEIDER | LBS | 2018 | Ciputat
CPT5 | C12018-W30.30034 | SCHNEIDER | CBOG | 2018 | Ciputat
CPT7 | 1018.02.214 | EGA | LBS MOTORIZE | 2018 | Ciputat
CP259 | 2018CSF63175 | ORMAZABAL | LBS | 2018 | Ciputat
CP307 | 2018CSF61079 | ORMAZABAL | LBS | 2018 | Ciputat
MD35 | - | EGA | PB TRAFO |  | Marunda
RG216 | CI.2017-W35-2-0011 | SCHNEIDER MR | LBS-1 |  | Lenteng Agung
RG216 | CI.2017-W40-3-0133 | SCHNEIDER MR | LBS-2 |  | Lenteng Agung
P2C | 2018.W42.3.0042 | SCHNEIDER | LBS | 2018 | Menteng
P41 | 142720 | Ulusoy | CBOM | 2019 | Menteng
JW21 | 500411660/3001-01 | ABB SAFEPLUS | LBS | 2011 | Pondok Gede
JW21 | 500411660/5021-02 | ABB SAFEPLUS | PB | 2011 | Pondok Gede
E44B | CI-2012-W41-6-0003 | SCHNEIDER SM6 | LBS | 2012 | Pondok Gede
E44B | CI-2012-W42-4-0010 | SCHNEIDER SM6 | LBS | 2012 | Pondok Gede
PK129 | - | SCHENEIDER | CBOM |  | Marunda
BK12D | - | SCHENEIDER | CBOM |  | Marunda
KL239 | 3595.17.213 | EGA | LBS | 2017 | Bulungan
SN112 | 0 | EGA | CBOM MOTORIZE |  | Bulungan
MG107B | 1578/17/234/2017 | SCHNEIDER | CBOM MOTORIZE | 2017 | Bulungan
PP38 | CI-2018-W32-5-0001 | SCHNEIDER | LBS | 2018 | Bulungan
MN15 | CI.2018W1960047 | SCHNEIDER SM6 | LBS | 2018 | Pondok Gede
E253 | E253-067118213 | EGA | LBS | 2018 | Kramat Jati
PD3 | 0164.19.213 | EGA | LBS MOTORISED | 2019 | Pondok Gede
JS110 | SM9605991 | SCHNEIDER SM6 | PB | - | Pondok Gede
JR200 | W20-2-0051 | SCHNEIDER SM6 | CBOG | 2018 | Pondok Gede
DT7 | DT7 | EGA | LBS-4 |  | Lenteng Agung
JR14 | 1863.13.BL | EGA | LBS | 2013 | Pondok Gede
JR107 | 164142 | UNINDO FLUOKIT M | LBS | 2017 | Pondok Gede
KP5 | - | EGA | LBS |  | Marunda
GD180 | 0641.18.212 | EGA | LBS | 2018 | Ciracas
GD180 | 1625.18.213 | EGA | LBS | 2018 | Ciracas
JR134 | 0223.19.212 | EGA | LBS | 2019 | Pondok Gede
JS19 | 13.0248 | ABB Uniswitch | PB II | 2013 | Pondok Gede
BK276 | - | ORMAZABAL | LBS |  | Marunda
BK276 | - | ORMAZABAL | PB |  | Marunda
KB214 | 1955.18.213 | EGA | LBS MOTORIZE | 2018 | Jatinegara
GH0102B | C1-2017-W38-5-0022 | SCHINEIDER | LBS MOT | 2017 | Cengkareng
K181 | 0327.19.2.14 | EGA | PB | 2019 | Jatinegara
KD153 | 120.1921 | EGA | LBS | 2019 | Jatinegara
PGS15 | 0835-20 | ULUSOY | PB | 2021 | Marunda
JS173P | 1504160 | MERLIN GERLIN SM6 | LBS | 2015 | Pondok Gede
KB69 | C1.2019.W39.4.0008 | SCHNEIDER | PB | 2019 | Bulungan
PL205 | C1-2017-W06-5-0032 | SCHNEIDER | LBS | 2017 | Pondok Kopi
GD345P | 0079.21.214 | EGA | PB | 2012 | Ciracas
GD188 | 0087.21.214 | EGA | PB | 2021 | Ciracas
KN246 | 63095 | ORMAZABAL | PMT |  | Menteng
KN246 | 63096 | ORMAZABAL | PMT |  | Menteng
KN246 | 61054 | ORMAZABAL | PB |  | Menteng
KBT | 4188 | UNINDO FLUOKIT M24+ | PB | 2010 | Pondok Gede
JS15 | - | ABB | PB | - | Pondok Gede
GD444 | 1001.019 | ABB SAFEPLUS | LBS | 2018 | Ciracas
CK150 | - | SCHENEIDER | PGC |  | Marunda
BK237 | - | EGA | KOPEL |  | Marunda
BK183 | - | SCHENEIDER | LBS |  | Marunda
BK137 | - | SCHNEIDER SM6 | LBS |  | Marunda
KG259 | - | FLOUKIT M | LBS |  | Marunda
PK34 | W08-4-0032 | SCHNEIDER | LBS/CBOM | 2016 | Marunda
PK236 | 0828.18.212 | EGA | LBS | 2018 | Marunda
PK236 | 0830.18.212 | EGA | LBS | 2018 | Marunda
PK236 | W41-2-0035 | SCHNEIDER | LBS | 2016 | Marunda
GH0124 | 0709.18.212 | EGA | LBS | 2018 | Marunda
CL44 | - | SCHENEIDER | LBS |  | Marunda
D388 | CL.2018.W37.6.0022 | SCHNEIDER | LBS MOTORIZE | 2018 | Menteng
E211A | 22456/032/10/01/E6 | GAE | LBS | 2010 | Pondok Gede
T420 | 1137.17.212 | EGA | LBS | 2017 | Menteng
T420 | 0815.17.212 | EGA | LBS | 2017 | Menteng
KG261 | - | EGA | LBS/CBOM |  | Marunda
KM73 | 1932.18.218/2018 | EGA | LBS MOTORIZE | 2018 | Jatinegara
KM73 | 0136.19.212/2019 | EGA | LBS MANUAL | 2019 | Jatinegara
PM22E | 0104.19.212 | EGA | LBS | 2019 | Jatinegara
BK265 | - | SCHNEIDER | LBS |  | Marunda
KPK64K | KPK64K_419101050_2 | ABB SAFEPLUS | LBS | 2019 | Bandengan
KPK66 | KPK66_244719_2 | ULUSOY ELECTRIC | LBS | 2019 | Bandengan
CKG177 | CI-2019-W17-4-0016 | SCHINEIDER | LBS | 2019 | Cengkareng
BDS24 | S.N. CI-2020-W08-1-0030 | SCHNEIDER | LBS MOTORIZE | 2020 | Bandengan
BT426 | 1140-19 | ULUSOY | PB | 2019 | Bintaro
CK36 | - | SCHNEIDER | PB |  | Marunda
CK36 | - | ABB UNISWITCH | PB |  | Marunda
CK75 | - | EGA | LBS |  | Marunda
JS67 | 1037 - 20 | ULUSOY ELECTRIC | LBS | 2020 | Pondok Gede
KDR323 | 0637-20 | ULUSOY | LBS | 2020 | Cengkareng
AB258P | AB258P-CL-2020-W35-3-1401 | SCHENEIDER | PB | 2020 | Bandengan
PIK73 | PIK73-1079-20 | ULUSOY | LBS | 2020 | Bandengan
PIK73 | PIK73-1867 | ULUSOY | PB | 2020 | Bandengan
BK278 | - | ORMAZABAL PANJANG | CBOM |  | Marunda
CP474 | 1252-20 | ULUSOY | CBOM | 2020 | Ciputat
CL45N | CI-2019-W30-4-0013 | SCHNEIDER | LBS | 2019 | Marunda
GH0085 | 0268.17.213 | EGA | LBS | 2017 | Pondok Kopi
GH0191 | 0106.17.213 | EGA | LBS | 2017 | Pondok Kopi
GH0607 | CI-2012-W40-1-0018 | SCHNEIDER | LBS | 2012 | Pondok Kopi
GH0095 | 0398.15.213 | EGA | LBS | 2015 | Pondok Kopi
GH0095 | 3391.13.BL | EGA | LBS | 2013 | Pondok Kopi
GH0095 | 3397.13.BL | EGA | LBS | 2013 | Pondok Kopi
TP108N | ULUSOYELECTRIC/PMT/KOPEL1 | ULUSOY ELECTRIC | PMT |  | Cempaka Putih
TP108N | ULUSOYELECTRIC/PMT/KOPEL1 | ULUSOY ELECTRIC | PMT |  | Cempaka Putih
TP108N | ULUSOYELECTRIC/PMT/KOPEL1 | ULUSOY ELECTRIC | PMT |  | Cempaka Putih
TP108N | ULUSOYELECTRIC/PMT/KOPEL1 | ULUSOY ELECTRIC | PMT |  | Cempaka Putih
CN138 | 1524S048 | ORMAZABAL | LBS | 2015 | Ciputat
MD34 | - | ORMAZABAL | LBS |  | Marunda
GD41 | 0081.21.214 | EGA | PB | 2021 | Ciracas
JW99 | 0386.20.213 | EGA | LBS (MOTORIZED) | 2020 | Pondok Gede
JW99 | 0388.20.213 | EGA | LBS (MOTORIZED) | 2020 | Pondok Gede
JW99 | 1000.19.214 | EGA | PB | 2019 | Pondok Gede
JR106P | CI-2016-W50-1-0058 | SCHNEIDER | LBS | 2016 | Pondok Gede
BK189 | - | SCHNEIDER | PB |  | Marunda
KG462 | 0064.21.234 | EGA | CBOM | 2020 | Tanjung Priok
CK255 | 0899-20 | ULUSOY | LBS | 2021 | Marunda
GH0248 | 0124.17.213 | EGA | LBS | 2017 | Marunda
KB506 | 0640-21 | ULLUSOY | CBOM MOTORIZE | 2021 | Bulungan
KB69 | 0 | SCHNEIDER | CBO |  | Bulungan
CPT18 | 0644-20 | ULUSOY ELECTRIC | LBS | 2020 | Ciputat
GH0036 | 0230.21.213 | EGA | LBS | 2021 | Marunda
GH0036 | 0200.21.213 | EGA | LBS | 2021 | Marunda
CK255 | 0003-21 | ULUSOY | CBOG | 2021 | Marunda
GH0033 | T73005052683-0005 | SIEMENS | LBS | 2017 | Marunda
BK294 | 0215.21.213 | EGA | LBS | 2021 | Marunda
KN35 | 0 | SCHNEIDER | CBOM |  | Menteng
GH0139 | 3728.17.213 | EGA | LBS MOTORIZED | 2017 | Pondok Gede
PP49 | 1041.18.214 | EGA | PB | 2018 | Bulungan
SD69 | - | SM6 | CBO |  | Tanjung Priok
PK107 | 0282.18.212 | EGA | LBS | 2018 | Marunda
PK107 | 3055.17.213 | EGA | LBS | 2017 | Marunda
PK107 | 1468.19.214 | EGA | PB | 2018 | Marunda
PL277 | 0960-20 | ULUSOY ELECTRIC | LBS | 2020 | Pondok Kopi
BK293 | - | SCHNEIDER | PGC |  | Marunda
KG463 | 1168-20 | ULUSOY | PB TRAFO | 2020 | Tanjung Priok
MP80 | 0 | SCHNEIDER | LBS |  | Bulungan
CK103 | - | EGA | LBS |  | Marunda
TD320 | 0467.20.234 | EGA | CBOM MOTORIZE | 2020 | Bulungan
T431 | - | EGA | LBS | 2021 | Menteng
PB25N | 0838.18.212 | EGA | PB | 2018 | Pondok Kopi
E399 | E399-024013214 | EGA | PB | 2018 | Kramat Jati
PGL44 | 0909.18.212 | EGA | LBS | 2018 | Pondok Kopi
PGL44 | 1257.18.213 | EGA | LBS | 2018 | Pondok Kopi
PL262 | 0928.18.214 | EGA | PB | 2018 | Pondok Kopi
GH0078 | 0739.18.212 | EGA | LBS | 2018 | Pondok Kopi
CL10 | 1235.18.214 | EGA | PB | 2018 | Marunda
KG200 | 3358.17.213 | EGA | LBS | 2017 | Marunda
GH0066 | CI.2016.1035.4.0016 | SCHENEIDER | LBS MOTORISED | 2016 | Pondok Gede
GH0066 | CI.2018.W42.2.0008 | SCHENEIDER | LBS MOTORISED | 2018 | Pondok Gede
PP49 | 3086.13.bl | EGA | LBS MOTORIZE | 2018 | Bulungan
D180 | 2584.17.213 | EGA | LBS | 2017 | Menteng
LDC | LDC-030318234 | EGA | CBOG (MOTORIZE) | 2018 | Kramat Jati
K313 | 0433.21.213 | EGA | LBS | 2021 | Menteng
RG180 | RG180 | ULUSOY | LBS-3 |  | Lenteng Agung
MP103 | 173005052683/17 | SIEMENS | LBS | 2017 | Bulungan
MP103 | 173005052683/17 | SIEMENS | LBS | 2017 | Bulungan
GH0191 | 0720-20 | ULUSOY ELECTRIC | LBS (KOPEL2) | 2020 | Pondok Kopi
KN31 | 62017 | ORMAZABAL | PT | 2019 | Menteng
KB308 | 1917-19 | ULLUSOY | PB | 2019 | Bulungan
BT431 | 1441-19 | ULUSOY | PB | 2019 | Bintaro
PK67 | - | ULUSOY | LBS |  | Marunda
KDR323 | CI-2019-W40-5-0032 | SCHINEIDER | PB | 2019 | Cengkareng
MP244 | 160817234 | EGA | CBO | 2017 | Bulungan
KG186 | - | ULUSOY | PGC |  | Marunda
E225 | CI-2018-W11-5-0032 | SCHNEIDER | CBO | 2018 | Pondok Gede
TP108N | ULUSOYELECTRIC/PMT/KOPEL1 | ULUSOY ELECTRIC | PGC |  | Cempaka Putih
TP93 | FLUKIT M / B1 / B1 | FLUKIT M | B 1 |  | Cempaka Putih
BK236N | - | SCHNEIDER | LBS |  | Marunda
CN138 | 2019CSF61016 | ORMAZABAL | PB | 2019 | Ciputat
CPT16 | 0607- 20 | ULUSOY | LBS | 2020 | Ciputat
CPT16 | 0417 - 20 | ULUSOY | LBS | 2020 | Ciputat
GH0095 | CI-2016-W25-3-0012 | SCHNEIDER | LBS | 2016 | Pondok Kopi
GH0095 | 12207 | UNINDO | LBS | 2009 | Pondok Kopi
KB372N | C1.2020.W07.4.0042 | SCHNEIDER | LBS MOTORIZE | 2020 | Bulungan
KB372N | C1.2016.W42.1.0027 | SCHNEIDER | LBS MOTORIZE | 2016 | Bulungan
KB372N | C1.2017.W44.2.0023 | SCHNEIDER | LBS MOTORIZE | 2017 | Bulungan
E46F | E46F-085420 | ULUSOY | LBS | 2020 | Kramat Jati
E46F | E46F-085520 | ULUSOY | LBS | 2020 | Kramat Jati
RG216 | CI.2016-W27-1-0017 | SCHNEIDER | PGDB-1 |  | Lenteng Agung
JW85 | CI-2017-W44-3-0045 | SCHNEIDER SM6 | PGC | 2017 | Pondok Gede
DT119 | CI-2018-W34-6-0054 | SCHENEIDER | LBS-1 | 2018 | Lenteng Agung
E172B | 3823 | UNINDO FLUOKIT M | PB | 2009 | Pondok Gede
E70 | E70-W3310022 | SCHNEIDER | LBS | 2018 | Kramat Jati
E138D | 0417.17.212 | EGA | LBS | 2017 | Pondok Gede
E233 | 241.12.BL | EGA | LBS | 2012 | Pondok Gede
JS94 | CI-2017-W09-2-0030 | SCHNEIDER SM6 | CBOG | 2017 | Pondok Gede
SN89 | C1/2017/W42/1/0040 | SCHNEIDER | LBS MOTORIZE | 2017 | Bulungan
BDS21P | BDS21P-CSF.63242 | ORMAZABAL | LBS | 2018 | Bandengan
BDS21P | BDS21P.CF.61053 | ORMAZABAL | PB | 2018 | Bandengan
JW20 | SB-2011-W16-3-0018 | SCHNEIDER RM6 | LBS | 2011 | Pondok Gede
JW20 | SB-2011-W21-3-0037 | SCHNEIDER RM6 | PB | 2011 | Pondok Gede
GH0078 | 139017213 | EGA | LBS |  | Pondok Kopi
GH0078 | - | EGA | LBS |  | Pondok Kopi
E15C | E15C-079118214 | EGA | PB | 2018 | Kramat Jati
CL27 | - | SCHNEIDER SM6 | LBS |  | Marunda
BK45 | - | SCHNEIDER SM6 | LBS |  | Marunda
JW6 | CV06-5142/028 | SIEMENS | PB | 1993 | Pondok Gede
E12Y | E12Y-160718213 | EGA | LBS (MOTORIZE) | 2018 | Kramat Jati
JS49 | CI.2016.W18.4.0002 | SCHNEIDER SM6 | PB | 2016 | Pondok Gede
KM119 | CI-2016-W45-5-0053 | SCHNEIDER | LBS MOTORIZE | 2016 | Jatinegara
KG451 | KG451-2 | EGA | LBS MOTORIZE | 2017 | Tanjung Priok
KG451 | KG451-3 | EGA | PB TRAFO | 2017 | Tanjung Priok
E114B | CI.2018.W334.0032 | SCHNEIDER SM6 | LBS |  | Ciracas
JR224 | 1673.17.214 | EGA | LBS | 2017 | Pondok Gede
JS159 | 25445/083/11/03/E6 | GAE | PGC | 2011 | Pondok Gede
MN35 | CI-2013-W49-1-0008 | GAE | PGDB | 2011 | Pondok Gede
MN50 | CI-2018-W10-1-0044 | SCHNEIDER SM6 | LBS | 2018 | Pondok Gede
MN50 | CI-2017-W44-2-0032 | SCHNEIDER SM6 | LBS | 2017 | Pondok Gede
E211A | 22683/032/10/02/E6 | GAE | PB II | 2010 | Pondok Gede
PK192 | 1048.18.214 | EGA | PB 3 | 2018 | Marunda
JR231 | 0097.19.212 | EGA | LBS | 2019 | Pondok Gede
JR231 | 0116.19.212 | EGA | LBS | 2019 | Pondok Gede
PD72 | 10336 | UNINDO FLUOKIT M | LBS | 2007 | Pondok Gede
T420 | T420 | SCHNEIDER | LBS |  | Menteng
CNK29 | 1519.18.213 | EGA | LBS MOTORIZE | 2018 | Ciputat
CNK29 | 0735.18.214 | EGA | PB | 2018 | Ciputat
TA56 | 1245.18.214 | EGA | PB | 2018 | Bandengan
KJ420 | 0815.18.212_KJ420 | EGA | LBS | 2018 | Kebon Jeruk
MK303PAT | C1-2018-W41-3-0047 | SCHINEIDER | LBS | 2018 | Cengkareng
MK303PAT | - | SCHINEIDER | LBS | 2018 | Cengkareng
CP372N | C1-2018-W32-5-0004 | SCHNEIDER | LBS | 2018 | Ciputat
MP15 | IL12977-2004 | VEI | LBS | 2004 | Bulungan
BK268 | CI-2018-W33-1-0007 | SCHNEIDER | LBS | 2018 | Marunda
BK268 | 0346.18.212 | EGA | LBS | 2018 | Marunda
BK269 | CI-2018-W39-5-0011 | SCHNEIDER | LBS | 2018 | Marunda
RM92 | 2018 CSF 63176 | ORMAZABAL | LBS MAN | 2018 | Cempaka Putih
RM92 | 2018 CSF 61094 | ORMAZABAL | PB TRAFO | 2018 | Cempaka Putih
CKG196 | 0362.20.213 | EGA | LBS MAN | 2020 | Cengkareng
GH0086 | 0241.21.213 | EGA | LBS | 2021 | Pondok Kopi
GH0086 | 0306.17.213 | EGA | LBS | 2017 | Pondok Kopi
GH0086 | 0289.17.213 | EGA | LBS | 2017 | Pondok Kopi
GH0086 | 0240.17.213 | EGA | LBS | 2017 | Pondok Kopi
E275N | E275N-1348-20 | ULUSOY | LBS (MOTORIZE) | 2020 | Kramat Jati
E275N | E275N-1362-20 | ULUSOY | LBS (MOTORIZE) | 2020 | Kramat Jati
JS173P | 2097 | UNINDO (FLUOKIT M) | PB | 2002 | Pondok Gede
JS173P | 9880 | UNINDO (FLUOKIT M) | LBS | 2006 | Pondok Gede
GD345P | 0006.21.213 | EGA | LBS | 2012 | Ciracas
KB54 | C1-2016-W26-3-0061 | SCHNEIDER | CBOG | 2016 | Bulungan
CPT18 | 0588-20 | ULUSOY ELECTRIC | LBS | 2020 | Ciputat
CPT17 | 0488.20.213 | EGA ELECTRIC | LBS | 2020 | Ciputat
CPT17 | 0489.20.213 | EGA ELECTRIC | LBS | 2020 | Ciputat
PB70 | 0238.21.213 | EGA | LBS | 2021 | Pondok Kopi
KG184 | - | FLOUKIT M | LBS |  | Marunda
PK48B | 0920.18.214 | EGA | PB 1 | 2018 | Marunda
PK48B | W23-2-0030 | SCHNEIDER | LBS/CBOM | 2015 | Marunda
KP38 | - | EGA | LBS |  | Marunda
KP38 | - | EGA | PB |  | Marunda
CK150 | - | EGA | LBS |  | Marunda
JR53 | T73005553399.0135 | SIEMENS | PB |  | Ciracas
MK187 | 2016 | FLUOKIT M | LBS AR | 2019 | Cengkareng
CKG11 | 6608 | FLUOKIT M | LBS AR | 2019 | Cengkareng
KPK61K | 2017CSF63281 | AEP | LBS |  | Bandengan
E267 | E267-W2010023 | SCHNEIDER | LBS (MOTORIZE) | 2019 | Kramat Jati
GH0191 | 1705901 | EGA | LBS | 2017 | Pondok Kopi
KM18 | CI-2019-W40-4-0010 | SCHNEIDER | PB | 2019 | Jatinegara
KJ217 | CI-2018-W32-4-0030-KJ217 | SCHNEIDER | LBS |  | Kebon Jeruk
D127B | CI-2017-W45-3-0030 | SCHNEIDER RM6 | LBS MOT | 2016 | Menteng
GD89 | 2019SCF63345 | ORMAZABAL | LBS | 2019 | Ciracas
GD170 | 0295.19.214 | EGA | PB | 2019 | Ciracas
DB114 | C1-2017-W40-3-0088 | SCHNEIDER | LBS 1-MOTORIZE | 2017 | Bandengan
DB114 | CI--2019-W32-2-0026 | SCHNEIDER | PB | 2019 | Bandengan
PIK62 | PIK62_1 | ABB | LBS | 2019 | Bandengan
MG110B | C1.2020.W13.3.0078 | SCHNEIDER | CBOM MOTORIZE | 2020 | Bulungan
GD190N | 0226.14.209 | EGA | LBS | 2014 | Ciracas
PD63 | 30024/158/13/03/E6 | GAE | PGDB | 2013 | Pondok Gede
MK138 | 0154-1-214 | EGA | PB | 2019 | Cengkareng
GH0085 | 0273.17.213 | EGA | LBS | 2017 | Pondok Kopi
JS20 | CI-2017-W08-1-0004 | SCHNEIDER | LBS (MOTORIZED) | 2017 | Pondok Gede
PIK76 | PIK76-PB | ULUSOY | PB |  | Bandengan
SP76 | 0088.19.212 (SP76) | EGA | LBS | 2019 | Kebon Jeruk
SP76 | 0103.19.214 | EGA | PB TRAFO I | 2019 | Kebon Jeruk
KJ125 | 0761.18.212 (KJ125) | EGA | LBS | 2018 | Kebon Jeruk
KJ125 | 1236.18.214 (KJ125) | EGA | PB TRAFO | 2018 | Kebon Jeruk
KJ188 | 0781.18.212 (KJ188) | SCHNEIDER | LBS | 2018 | Kebon Jeruk
KJ22 | 0132.19.213 (KJ22) | EGA | LBS | 2019 | Kebon Jeruk
KJ113 | 0348.19.214 (KJ113) | FLOUKIT M | PB TRAFO | 2019 | Kebon Jeruk
KJ9 | 2019CSF61007 (KJ9) | ORMAZABAL | PB TRAFO II | 2019 | Kebon Jeruk
TA133 | 20012048430002 | ABB | PT | 2001 | Cengkareng
KG455 | CL-2018-W42-5-0039 | SCHNEIDER | LBS MOTORIZE | 2018 | Tanjung Priok
KJ423 | CI-2019-W29-3-0011-KJ423 | SCHNEIDER | LBS | 2019 | Kebon Jeruk
TD225 | 2749 | FLUOKIT M | PB | 2006 | Bulungan
JR106P | CI-2016-W03-2-0038 | SCHNEIDER | LBS | 2016 | Pondok Gede
GD363 | 0025.21.213 | EGA | LBS |  | Ciracas
GD363 | 0007.21.213 | EGA | LBS |  | Ciracas
GD309P | 0029.21.213 | EGA | LBS |  | Ciracas
PIK54 | PIK54-PB2-0261-2020 | ULUSOY ELECTRIC | PB 2 |  | Bandengan
B115 | B115-0135.21.214 | EGA | PB2 | 2021 | Bandengan
BK38 | - | MERLIN GERIN | PB |  | Marunda
SD125 | SD125-PB2 | SCHNEIDER SM6 | PB | 2020 | Tanjung Priok
JS96 | 0201.18.214 | EGA | PB | 2018 | Pondok Gede
JS96 | 22682/032/10/02/E6 | GAE | PB | 2010 | Pondok Gede
PM20 | 0015-21 | ULUSOY | CBOG 1 |  | Lenteng Agung
BK123 | - | EGA | PGC |  | Marunda
KJ282 | 1639.18.214 (KJ282) | EGA | PB TRAFO | 2018 | Kebon Jeruk
KJ125 | 0689.18.212 (KJ125) | EGA | LBS | 2018 | Kebon Jeruk
KJ113 | 0841.18.212 (KJ113) | FLOUKIT M | LBS | 2018 | Kebon Jeruk
KJ297 | CI-2018-W28-4-0014_KJ297 | GAE | LBS | 2018 | Kebon Jeruk
KJ297 | 0326.19.214 (KJ297) | GAE | PB TRAFO | 2019 | Kebon Jeruk
PGL46 | 0225.19.212 | EGA | LBS | 2019 | Pondok Kopi
PGL46 | 0289.19.214 | EGA | PB | 2019 | Pondok Kopi
PL250 | 0477.16.213 | EGA | LBS | 2016 | Pondok Kopi
KB202 | CI-2018-W32-5-0045 | SCHNEIDER | LBS | 2018 | Bulungan
E442 | 2019CSF63175 | ORMAZABAL | LBS | 2019 | Kramat Jati
KB425N | C1.2017 W40.5.0048 | SCHNEIDER | LBS MOTORIZE | 2017 | Bulungan
GD9 | - | ORMAZABAL | LBS |  | Ciracas
KDR323 | 0849-20 | ULUSOY | LBS | 2020 | Cengkareng
PIK79 | PIK79-1002-20 | ULUSOY | LBS | 2020 | Bandengan
MN9 | MN9-63940021 | SCHNEIDER | LBS (MOTORIZE) | 2019 | Kramat Jati
MN9 | MN9-085220 | ULUSOY | LBS (MOTORIZE) | 2020 | Kramat Jati
GH0095 | 3397.13.BL | EGA | LBS | 2015 | Pondok Kopi
TP108N | ULUSOYELECTRIC/PMT/KOPEL1 | ULUSOY ELECTRIC | PMT |  | Cempaka Putih
TP108N | ULUSOYELECTRIC/PMT/KOPEL1 | ULUSOY ELECTRIC | PMT |  | Cempaka Putih
CPT16 | 0481 - 20 | ULUSOY | CBOG | 2020 | Ciputat
MK442 | LBS-MK442 | ULUSOY ELECTRIC | LBS |  | Bandengan
GH0095 | CI-2016-W24-6-0037 | SCHNEIDER | LBS | 2016 | Pondok Kopi
GH0095 | CI-2016-W25-3-0049 | SCHNEIDER | LBS | 2016 | Pondok Kopi
GH0095 | CI-2016-W02-4-0027 | SCHNEIDER | LBS | 2016 | Pondok Kopi
GH0095 | CI-2015-W43-2-0047 | SCHNEIDER | LBS | 2015 | Pondok Kopi
CK227 | - | SCHNEIDER | LBS |  | Marunda
E387 | E387-166319 | ULUSOY | LBS | 2019 | Kramat Jati
JR106P | CI-2017-W08-4-0039 | SCHNEIDER | PB | 2017 | Pondok Gede
K313 | 0460.21.213 | EGA | LBS | 2021 | Menteng
K313 | 31318234 | EGA | CBOG | 2021 | Menteng
TD213 | 04B3.20.213 | EGA MOTORIZED | "LBS (TD138C)" | 2020 | Ciputat
TD170 | 0044.20.212 | EGA MOTORIZED | "LBS (TD172)" | 2020 | Ciputat
TD170 | 0490.20.213 | EGA MOTORIZED | "LBS (CP121)" | 2020 | Ciputat
CP224 | CI-2019-W40-3-0007 | SCHNEIDER | PB TRAFO | 2019 | Ciputat
TD42 | 204.1921 | EGA MOTORIZED | 'LBS (CP39)'' | 2019 | Ciputat
PM357 | 1910.18.213/2018 | EGA | LBS-1 |  | Lenteng Agung
PM357 | 1305.18.214/2018 | EGA | PB-2 |  | Lenteng Agung
GD58A | CI.2018.W39.3.0007 | SCHNEIDER SM6 | LBS | 2018 | Ciracas
JW3 | 5845 | EGA | LBS | - | Pondok Gede
JW3 | 110416213 (MOT) | EGA | LBS | - | Pondok Gede
GD344 | T7.SD.00069.2004/013 | SIEMENS | LBS | 2004 | Ciracas
GD344 | CV734166.00130/001 | SIEMENS | LBS | 2004 | Ciracas
GD344 | CI.2018.W32.4.0034 | SCHNEIDER SM6 | LBS | 2018 | Ciracas
E211 | CI.2015.W38.5.0006 | SCHNEIDER SM6 | PGC | 2015 | Pondok Gede
K21 | PMT-K21-GI TT. P.WAJIK | SCHNEIDER SM6 | PB |  | Cempaka Putih
PP89 | 0642-21 | ULLUSOY | LBS MOTORIZE | 2021 | Bulungan
PB25N | 1030.18.214 | EGA | LBS | 2018 | Pondok Kopi
PK67E | 3198.17.213 | EGA | LBS | 2017 | Marunda
MB59N | CI-2018-W28-3-0043/2018 | SCHNEIDER SM6 | LBS MOTORIZED | 2018 | Bandengan
PP49 | 0950.18.214 | EGA | PB | 2018 | Bulungan
KB146 | 0343.18.234 | EGA | CBOM MOTORIZE | 2018 | Bulungan
PK34 | - | MG SM6 | LBS |  | Marunda
KG207 | 0828.18.212 | EGA | LBS | 2018 | Marunda
PK257 | 0625.18.212 | EGA | LBS | 2018 | Marunda
JR2 | - | ABB BC.5 | PB | - | Pondok Gede
PIK41 | LB2-PIK41 | SCHNEIDER | LBS |  | Bandengan
SP145 | 17.87.16.213 (SP145) | SCHNEIDER | LBS | 2016 | Kebon Jeruk
SP178 | 0020.19.214 (SP178) | GAE | PB TRAFO II | 2019 | Kebon Jeruk
MD78 | - | SCHNEIDER | PGC |  | Marunda
KJ93 | 0484.17.213 (KJ93) | EGA | LBSM | 2017 | Kebon Jeruk
KJ131 | 2019CSF63010 (KJ131) | ORMAZABAL | LBSM | 2019 | Kebon Jeruk
SP9A | CI-2019-W19-5-0024_SP9A | KIT 25 | LBSM | 2019 | Kebon Jeruk
KJ100 | CI-2018-W40-5-0014_KJ100 | EGA | LBS | 2018 | Kebon Jeruk
SP221 | CI-2018-W26-5-0026_SP221 | SCHNEIDER | LBS | 2018 | Kebon Jeruk
E41 | CV 733362.000090/012 | SIEMENS | LBS | 2004 | Ciracas
E41 | - | SIEMENS | LBS | 2008 | Ciracas
GD108 | CI.2018.W20.2.0006 | SCHNEIDER SM6 | LBS |  | Ciracas
GD108 | CI.2018.W39.6.0007 | SCHNEIDER SM6 | LBS |  | Ciracas
GD108 | 1527.13.BF | EGA | PB |  | Ciracas
BT406 | 0029.19.213 | EGA | LBS | 2019 | Bintaro
SD202 | 2019CF63159 | ORMAZABAL | LBS | 2019 | Tanjung Priok
BTC36 | 2450007 | SCHINEIDER | LBS |  | Cengkareng
BC250 | 3460042 | SCHINEIDER | LBS | 2018 | Cengkareng
BK271 | CI-2018-W32-3-0054 | SCHNEIDER | LBS | 2018 | Marunda
KB609 | 348/317/213/2017 | EGA | LBS MOTORIZE | 2017 | Bulungan
GH0371 | 2278.17.213 | EGA | LBS | 2017 | Cengkareng
GH0371 | C1-2018-W23-2-0009 | SCHINEIDER | LBS | 2018 | Cengkareng
CB64 | CI.2017.W16.1.0019 | SCHNEIDER SM6 | LBS |  | Ciracas
KB229 | 0311.19.214 | EGA | PB TRAFO | 2019 | Jatinegara
B13BIS | B13BIS-05 | FLUOKIT M | LBS3 |  | Bandengan
S101 | S 101 | FLUKIT M | PB |  | Cempaka Putih
CP301 | 12631 | UNINDO | LBS | 2010 | Ciputat
KDR316 | C1-2018-W42-1-0054 | SCHINEIDER | LBS MAN | 2018 | Cengkareng
CB84 | CI.2018.W19.4.0043 | SCHNEIDER SM6 | LBS |  | Ciracas
CB84 | SM1123162.CI | SCHNEIDER SM6 | PGC |  | Ciracas
GH0064 | CI-2019-W20-2-2018 | SCHNEIDER | LBS MOTORISED | 2019 | Pondok Gede
MN3 | CI-2019-W20-1-0008 | SCHNEIDER | LBS MOTORISED | 2019 | Pondok Gede
MK180 | 1811601 | EGA | PB |  | Bandengan
GH0055 | CI-2019-W20-1-0004 | SCHNEIDER | LBS MOTORISED | 2019 | Pondok Gede
CKG188 | 0343.19.214 | EGA | PB | 2018 | Cengkareng
CK59 | 1297.18.214 | EGA | PB | 2018 | Marunda
RWB3 | C1-2018-W38-4-0025 | SCHINEIDER | LBS MAN | 2018 | Cengkareng
PK176 | 0334.19.214 | EGA | PB | 2019 | Marunda
DK187 | 0017.19.213 | EGA | LBS MAN | 2019 | Cengkareng
GH0225A | C1-2018-W23-1-0010 | SCHINEIDER | LBS MOT | 2018 | Cengkareng
GH0225A | C1-2017-W40-3-0095 | SCHINEIDER | LBS MOT | 2017 | Cengkareng
BC62 | 2019CSF61132 | ORMAZABAL | PB | 2019 | Cengkareng
DMC1 | CI-2019-W20-5-0013 | SCHINEIDER | LBS | 2019 | Cengkareng
TP71 | FLUKIT C410 / PB 3 / PB 3 | FLUKIT M | PB 3 |  | Cempaka Putih
KJ426 | 1658 â€“ 19-KJ426 | ULUSOY | LBS MOTORIZED | 2019 | Kebon Jeruk
JR235 | CI-2019-W31-3-0018 | SCHNEIDER SM6 | LBS | 2019 | Pondok Gede
JR235 | CI-2019-W20-2-0015 | SCHNEIDER SM6 | LBS (MOTORIZED) | 2019 | Pondok Gede
SN31 | - | SCHNEIDER | PGC |  | Menteng
CD417 | CI-2017-W04-2-0013 | SCHNEIDER | LBS | 2017 | Bintaro
CD417 | CI-2019-W26-1-0075 | SCHNEIDER | CBOG | 2019 | Bintaro
BT411 | 0029-19-213 | EGA | LBS | 2019 | Bintaro
BT411 | BT411 | EGA | PB | 2019 | Bintaro
PIK54 | PIK53-0221-2020-PB1 | ULUSOY ELECTRIC | PB 1 |  | Bandengan
CD414 | CI-2019-W42-5-1406 | SCHNEIDER | LBS | 2019 | Bintaro
CK49 | - | SCHNEIDER | CBOM |  | Marunda
JW66 | 0171.15.209 | EGA | PB | 2015 | Pondok Gede
E96 | E96-W3840064 | SCHNEIDER | LBS (MOTORIZE) | 2018 | Kramat Jati
BK90 | - | EGA | PB |  | Marunda
PD9 | CI-2016-W53-3-0032 | SCHNEIDER SM6 | LBS | 2016 | Pondok Gede
PD9 | CI-2017-W02-1-0012 | SCHNEIDER SM6 | LBS | 2017 | Pondok Gede
PD22 | CI.2018.W21.2.0012 | SCHNEIDER SM6 | LBS | 2018 | Pondok Gede
PD22 | 0463.18.214 | EGA | PB | - | Pondok Gede
BK129 | - | EGA | LBS |  | Marunda
BDU30K | BDU30K-01 | ABB SAFEPLUS | LBS |  | Bandengan
PL254 | Cl - 2018 - W32 - 4 -0008 | SCHNEIDER | PB | 2018 | Pondok Kopi
PL258 | Cl - 2018 - W34 -2 -0044 | SCHNEIDER | LBS | 2018 | Pondok Kopi
PL258 | 0800.18.214 | EGA | PB | 2018 | Pondok Kopi
PL261 | Cl - 2018 - W32 -3 -0025 | SCHNEIDER | LBS | 2018 | Pondok Kopi
RWBE | 1110.18.214 | EGA | PB | 2018 | Pondok Kopi
KG178 | - | SCHNEIDER SM6 | LBS |  | Marunda
KG178 | - | EGA | PGC |  | Marunda
CL40 | CSF 63278 | ORMAZABAL | LBS | 2017 | Marunda
KG178 | - | SCHNEIDER SM6 | LBS |  | Marunda
PK92 | S/N 1711340 | EGA | LBS | 2017 | Marunda
PK92 | S/N 1806467 | EGA | PB 2 | 2018 | Marunda
KDR88 | 19-8119 | FLOUKIT M | LBS | 2019 | Cengkareng
E445 | E445-CI2020W3140040 | SCHNEIDER | ACO | 2020 | Kramat Jati
KG459 | 2463-19 | ULUSOY | LBS MOTORIZE | 2019 | Tanjung Priok
KG459 | 2449-19 | ULUSOY | LBS MOTORIZE | 2019 | Tanjung Priok
TD170 | 1835-19 | ULUSOY | PB I | 2019 | Ciputat
TD213 | C1-2019-W39-5-0005 | SCHNEIDER | PB II | 2019 | Ciputat
PIK71 | PIK71-1930S111 | ORMAZABAL | LBS 1 |  | Bandengan
PIK65 | 1929S029 | ORMAZABAL | LBS | 2019 | Bandengan
PIK65 | 1929S029 | ORMAZABAL | PB MOT | 2019 | Bandengan
JW98 | 502541141/1001-008 | ABB SAFEPLUS | PB | 2019 | Pondok Gede
TD198 | C1-2019-W40-1-0028 | SCHNEIDER | PB I | 2019 | Ciputat
PM99 | DEICI-2019-W35-2-1401 | SCHNEIDER | LBS MOTORIZE |  | Bulungan
PM99 | DEICI-2019-W33-5-1401 | SCHNEIDER | PB |  | Bulungan
PM99 | DEICI-2019-W34-1-1405 | SCHNEIDER | PB |  | Bulungan
MP239 | NO.CI-2015-W28-4-0022 | SCHNEIDER | LBS MOTORIZE |  | Bulungan
KB509 | 0034.0079.0072 / 2020 | SCHNEIDER | CBO | 2020 | Bulungan
MP242 | CL-2020-WO5-1-0016 | SCHNEIDER | LBS MOTORIZE | 2020 | Bulungan
PIK63 | PIK63-01 | ORMAZABAL | LBS 1 |  | Bandengan
BK107 | - | ORMAZABAL | LBS |  | Marunda
JS14 | - | UNINDO FLUOKIT M24 | PB II | - | Pondok Gede
D79 | C1.2019.W.36.5.0013 | SCHNEIDER | PB | 2019 | Bulungan
PIK55 | W1210005 | SCHNEIDER | PGC |  | Bandengan
PK53N | - | SCHNEIDER | PB |  | Marunda
CK26 | - | EGA | LBS |  | Marunda
E216 | 1064-20 | ULUSOY ELECTRIC | LBS | 2020 | Pondok Gede
JR35 | 1200.17.213 | EGA | LBS | 2017 | Pondok Gede
BT396 | 0787.18.212 | EGA | LBS | 2018 | Bintaro
PDR8 | 0038.16.212 | EGA | LBS | 2016 | Pondok Gede
JR163 | CI.2018.W23.1.0019 | SCHNEIDER | CBOM | 2018 | Pondok Gede
PDR3S | CI-2016-W04-3-0016 | SCHNEIDER SM6 | LBS | 2016 | Pondok Gede
JR70 | 8469 | UNINDO FLUOKIT M | PB | 2001 | Pondok Gede
JR120P | 22224/032/10/01/E6 | GAE | LBS | 2010 | Pondok Gede
JS225 | C1.2015.W15.50004 | SCHNEIDER SM6 | PGC | 2015 | Pondok Gede
LA1 | C1-2018-W32-4058 | SCHNEIDER | LBS-2 |  | Lenteng Agung
E114B | - | SCHNEIDER SM6 | - |  | Ciracas
D388 | CL.2017.W06.6.0006 | SCHNEIDER | LBS MOTORIZE | 2017 | Menteng
E220 | CI.2017.W17.4.0015 | SCHNEIDER SM6 | LBS | 2017 | Pondok Gede
PK192 | 1026.18.14 | EGA | PB 1 | 2018 | Marunda
TD330 | 0 | SCHNEIDER | LBS |  | Bulungan
BK269 | CI-2018-W50-5-0048 | SCHNEIDER | LBS | 2018 | Marunda
GH0225A | 36006.13.BL | EGA | LBS MOT | 2013 | Cengkareng
GH0225A | 153316.213 | EGA | LBS MOT | 2016 | Cengkareng
GH0225A | 0828.16.213 | EGA | LBS MOT | 2016 | Cengkareng
E159 | 1913.18.213 | EGA | LBS | 2018 | Ciracas
KB372N | C1.2017.W42.1.0034 | SCHNEIDER | LBS MOTORIZE | 2017 | Bulungan
GD41 | 0409.18.212 | EGA | LBS | 2018 | Ciracas
T351 | 0040-21-213 | EGA | LBS | 2021 | Menteng
KP40 | - | FLUORC | LBS ARESTER |  | Marunda
KG461 | 1040-20 | ULUSOY | LBS MOTORIZE | 2020 | Tanjung Priok
PB69 | 0063.21.214 | EGA | PB TRAFO | 2021 | Pondok Kopi
BK293 | - | ULUSOY | KOPEL |  | Marunda
BK293 | - | SCHNEIDER | KOPEL |  | Marunda
BK82 | - | EGA | LBS |  | Marunda
MB113 | MB113-1380-20-2 | ULUSOY | LBS | 2020 | Bandengan
PM274P | 2019CSF61023 | ORMAZABAL | PB 1 | 2019 | Lenteng Agung
CPT18 | 1839-19 | ULUSOY ELECTRIC | PB | 2019 | Ciputat
KL242 | 1313-20 | ULLUSOY | LBS MOTORIZE | 2020 | Bulungan
KG128 | W23-2-0030 | SCHNEIDER | LBS/CBOM | 2015 | Marunda
MB59N | CI-2018-W43-2-0039/2018 | SCHNEIDER SM6 | LBS MANUAL | 2018 | Bandengan
KB196 | 1230.18.214.2018 | EGA | PB | 2018 | Bulungan
B431P | 1632.18.214/2018 | EGA | PB | 2018 | Bandengan
KN247 | 0672.16.212 | EGA | PMT |  | Menteng
KM18 | CI-2019-W40-4-0073 | SCHNEIDER | CBO PENYULANG | 2019 | Jatinegara
KJ217 | CI-2018-W32-4-0019-KJ217 | SCHNEIDER | LBS |  | Kebon Jeruk
GD437 | 0703.18.212 | EGA | LBS | 2018 | Ciracas
T93 | 1829.18.213 | EGA | LBS MOT | 2018 | Menteng
CN135 | 1838-19 | Ulusoy | PB | 2019 | Ciputat
RG130P | CI.2019.W21.4.0007 | SCHNEIDER SM6 | PB |  | Ciracas
K155N | K 155 N- W3450001 | SCHNEIDER | LBS (MOTORIZE) | 2019 | Kramat Jati
MK138 | W43-4-0014 | SCHINEIDER | LBS | 2018 | Cengkareng
GD200 | 269.2 | ULUSOY ELEKTRIK | PB |  | Ciracas
MB114 | MB114-1358-20-2 | ULUSOY | LBS | 2020 | Bandengan
JW13 | 0279.19.214 | EGA | PB | 2019 | Pondok Gede
MN32 | 0274.19.214 | EGA | PB | 2019 | Pondok Gede
JR14 | 19126 | GAE | PB | 2003 | Pondok Gede
PD21 | CI2015W3920022 | SCHNEIDER SM6 | CBOG | 2015 | Pondok Gede
JR46 | 1185.17.213 | EGA | LBS | 2017 | Pondok Gede
E102N | 0904.17.212 | EGA | LBS | 2017 | Pondok Gede
PD57 | 1711725 (MOT) | EGA | LBS | - | Pondok Gede
E102N | 1102.17.214 | EGA | PB | 2017 | Pondok Gede
JS160 | 13974 | UNINDO FLUOKIT M | LBS | 2008 | Pondok Gede
KM119 | CI-2018-W43-3-0008 | SCHNEIDER | LBS | 2018 | Jatinegara
E127A | 0174.19.213 | EGA | LBS MOTORIZED | 2019 | Pondok Gede
JR105P | 0206.19.212 | EGA | LBS | 2019 | Pondok Gede
KCP14 | CI-2019-W05-2-0027 | EGA | PMT | 2019 | Cempaka Putih
PK302 | PK302-LBS2 | EGA | LBS MOTORIZE | 2017 | Tanjung Priok
PG441 | CI-2018-W42-4-0003 | SCHNEIDER | LBS | 2018 | Cempaka Putih
KG450 | 0598-17-212 | EGA | LBS MANUAL | 2017 | Tanjung Priok
GD233 | 2614.17.213 | EGA | LBS | 2017 | Ciracas
SD241 | 2016CSF63072 | ORMAZABAL | LBS MOTORIZE | 2016 | Tanjung Priok
SD241 | 2016CSF61014 | ORMAZABAL | PB TRAFO | 2016 | Tanjung Priok
JS66 | - | ABB BC.5 | LBS | - | Pondok Gede
D25BISA | NO SERI 1781.16.213 | SCHNEIDER SM6 | PB | 2016 | Bandengan
GD2B | CI.2018.W36.1.0055 | SCHNEIDER SM6 | LBS |  | Ciracas
GD136 | 2844.17.213 | EGA | LBS |  | Ciracas
JS184 | 2647.17.213 | EGA | LBS | - | Pondok Gede
JS184 | 0680.18.212 | EGA | PB | - | Pondok Gede
JS97 | 0796.18.214 | EGA | PB | - | Pondok Gede
KG251 | - | SCHENEIDER | LBS |  | Marunda
PIK56 | 17111003-LBS-PIK56 | EGA | LBS |  | Bandengan
JR84 | 19337 | GAE | LBS |  | Ciracas
DB32 | - | SCHNEIDER | LBS |  | Menteng
KM71 | CI-2019-W43-3-1402 | SCHNEIDER RM6 | PB | 2019 | Jatinegara
TB5 | IDABB419010150 | ABB | LBS | 2018 | Jatinegara
CK250 | - | SCHNEIDER | LBS |  | Marunda
GD308 | 2019CSF63350 | ORMAZABAL | LBS |  | Ciracas
MB75 | 2456-19 | ULUSOY | LBS MOTORIZED | 2019 | Bandengan
PML34 | 2320-19 | ULUSOY | CBOM | 2019 | Ciputat
PS18 | SCHNEIDER SM6/PMT/GI.PEGA | SCHNEIDER SM6 | PMT |  | Cempaka Putih
TD208N | 2387-19 | ULUSOY | LBS | 2019 | Ciputat
TD208N | 1843-19 | ULUSOY | PB | 2019 | Ciputat
PML6 | T73005442624-0066 | SIEMENS | PB | 2018 | Ciputat
MN15 | CI-2018-W08-5-0024 | SCHNEIDER SM6 | CBOM | 2018 | Pondok Gede
MN7 | 20050032 | ABB UniSwitch | LBS | 2005 | Pondok Gede
MN7 | 1382 | UNINDO FLUOKIT M | LBS | 1992 | Pondok Gede
MN7 | 20050046 | ABB UniSwitch | PB II | 2005 | Pondok Gede
MN7 | 138 | UNINDO FLUOKIT M | PB I | 1992 | Pondok Gede
E160A | 0891.17.216 | EGA | CBO | 2017 | Pondok Gede
MN36 | 500411660/3001-08 | ABB SAFEPLUS | LBS | 2011 | Pondok Gede
JR26 | 1008.17.212 | EGA | LBS | 2017 | Pondok Gede
JR26 | 14475 | UNINDO FLUOKIT M24+ | LBS | 2011 | Pondok Gede
JR26 | 4894 | UNINDO FLUOKIT M24+ | PB I | 2011 | Pondok Gede
CKG189 | CI-2018-W40-3-0005 | SCHINEIDER | LBS | 2018 | Cengkareng
KDR50P | 63219 | ORMAZABAL | LBS | 2019 | Cengkareng
KDR50P | CSF6118 | ORMAZABAL | PB | 2019 | Cengkareng
CKG188 | CI-2018-W43-4-0023 | SCHINEIDER | LBS | 2018 | Cengkareng
MG11 | CI-2018-W42-4-0037 | SCHNEIDER | LBS MOTORIZE | 2018 | Bulungan
MG11 | CI-2018-W32-5-0017 | SCHNEIDER | LBS | 2018 | Bulungan
MG11 | CI-2018-W16-1-0027 | SCHNEIDER | CBOM | 2018 | Bulungan
PM88B | 4219214 | EGA | PB | 2019 | Bulungan
MB39P | CI-2021-W38-3-1403 | SCHNEIDER | PB | 2021 | Bandengan
BK277 | - | EGA | PB |  | Marunda
KJ399 | 2-KJ399 | SCHNEIDER | LBS MOTORIZED | 2018 | Kebon Jeruk
KDR302 | 4630 | FLUOKIT M | LBS AR |  | Cengkareng
KP16 | - | ORMAZABAL | LBS |  | Marunda
KP16 | - | ORMAZABAL | PB |  | Marunda
KJ379 | 1-KJ379 | SCHNEIDER | LBS | 2018 | Kebon Jeruk
GD434 | 1DABB418111083 | ABB SAFEPLUS | LBS |  | Ciracas
JR235 | CI-2019-W29-2-0022 | SCHNEIDER SM6 | LBS (MOTORIZED) | 2019 | Pondok Gede
JR235 | CI-2019-W29-2-0041 | SCHNEIDER SM6 | LBS (MOTORIZED) | 2019 | Pondok Gede
KJ427 | 1656-19-KJ427 | ULUSOY | LBS MOTORIZED | 2019 | Kebon Jeruk
KJ428 | 1659-19-KJ428 | ULUSOY | LBS MOTORIZED | 2019 | Kebon Jeruk
KJ429 | 1127 - 19-KJ429 | ULUSOY | TP | 2019 | Kebon Jeruk
TA189 | T73005442627-0050 | SIEMENS | LBS MOT | 2018 | Cengkareng
TA189 | 0054.18.214 | EGA | PB | 2018 | Cengkareng
GD20N | 2019CSF0825 | ORMAZABAL | LBS | 2019 | Ciracas
KG199 | - | SCHNEIDER | LBS |  | Marunda
KM123 | CI-2019-W26-4-0037 | SCHNEIDER | LBS MOTORIZED | 2019 | Jatinegara
KM123 | CI-2019-W33-2019 | SCHNEIDER | CBO PELANGGAN | 2019 | Jatinegara
BK12F | - | SIEMENS | PB |  | Marunda
KG245 | - | EGA | PB |  | Marunda
KG127 | - | EGA | LBS |  | Marunda
PM226 | PM226 | SCHNEIDER | KOPEL ACO-2 |  | Lenteng Agung
JGK32 | R1/T73005052683-0094 | SIEMENS | LBS-2 | 2017 | Lenteng Agung
T442 | CL-2019-37-5-0006 | SCHNEIDER | LBS MOT | 2019 | Menteng
KL235 | 1682.17.212 | EGA | LBS | 2017 | Bulungan
PM298 | PM 298 | SCHNEIDER | LBS-3 |  | Lenteng Agung
KG14 | CI-2019-W48-2-0041 | SCHNEIDER | LBS MOTORIZE | 2019 | Tanjung Priok
KCP17 | 8707 Retrofit | FLUKIT M | PMT |  | Cempaka Putih
KCP17 | 1550-19 | FLUKIT M | PMT | 2019 | Cempaka Putih
KCP17 | CI-2019-W26-0-0077 | SCHNEIDER SM6 | PMT | 2019 | Cempaka Putih
KB613 | 0 | EGA | LBS |  | Bulungan
KB613 | 0 | SCHNEIDER | CBO |  | Bulungan
KB247 | IV0023.0998.M.0069.2002 | ABB UNISWITCH | PB |  | Bulungan
KB206 | R1MAN.77305052683.2017 | SIEMENS | LBS |  | Bulungan
KB305A | PBL 16101244.2017, | EGA | LBS MOTORIZE |  | Bulungan
CD418 | IDABB419080929 | ABB | LBS | 2019 | Bintaro
KD148 | 2436-19 | ULUSOY ELECTRIC | LBS | 2019 | Pondok Kopi
JS160 | CI-2020-W03-5-0009 | SCHNEIDER | LBS | 2020 | Pondok Gede
PM298 | PM 298 | SCHNEIDER | LBS-10 |  | Lenteng Agung
GD56 | CI.2018.W23.2.0016 | SCHNEIDER SM6 | LBS | 2018 | Ciracas
TT18 | CI-2017-W46-4-0005 | SCHNEIDER | LBS MOT | 2017 | Menteng
TT3 | CI-2019-W42-3-1403 | SCHNEIDER RM6 | LBS MOT FULLY | 2019 | Menteng
TT32 | CI-2018-W32-6-0001-F2 | SCHNEIDER | ACO CBO | 2018 | Menteng
K279P | 2019CSF61050 | ORMAZABAL | PB MANUAL | 2019 | Menteng
K311 | 1761.18.213 | EGA | LBS MOTORIZE | 2018 | Menteng
K311 | 0617.18.214 | EGA | PB MANUAL | 2018 | Menteng
JR33 | 502541141/1001-011 | ABB SAFEPLUS | PB | 2019 | Pondok Gede
KD82 | CI-2019-W38-2-1402 | SCHNEIDER RM6 | LBS MOTORIZE | 2019 | Jatinegara
PML29 | C1-W28-2-0016 | SCHNEIDER | PB | 2019 | Ciputat
K228 | 2157-19 | ULUSOY | LBS MOTORIZE | 2019 | Jatinegara
D393 | CL-2019-W34-2-0007 | SCHNEIDER | PB | 2019 | Menteng
KJ430 | 1634 â€“ 19-KJ430 | ULUSOY | LBS MOTORIZED | 2019 | Kebon Jeruk
CK250 | - | SCHNEIDER | PB |  | Marunda
PM226 | PM226 | SCHNEIDER | KOPEL ACO-1 |  | Lenteng Agung
CD420 | IDABB419080922 | ABB | LBS | 2019 | Bintaro
CD420 | IDABB419080928 | ABB | PB | 2019 | Bintaro
PML17 | CSF63167 | ORMAZABAL | LBS MOTORIZE | 2018 | Ciputat
K15B | - | EGA | LBS MOTORIZE | 2019 | Menteng
KJ62 | CV 06-5082/017 | SIEMENS | CBO |  | Kebon Jeruk
SP241 | -SP241 | MG | CBO |  | Kebon Jeruk
GNS37 | GNS37_LBS4 | SCHNEIDER SM6 | LBS 4 |  | Bandengan
CGR58 | CGR58 | ULUSOY | LBS-2 |  | Lenteng Agung
CK191 | - | GAE | LBS |  | Marunda
TG54 | TG54-LBS3 | ULUSOY | LBS 3 |  | Bandengan
BN52 | CL-2019-W34-1-0071 | SCHNEIDER | CBOM | 2019 | Menteng
BN52 | CL-2018-W36-5-0042 | SCHNEIDER | LBS | 2018 | Menteng
BN52 | CL-2018-W35-6-0014 | SCHNEIDER | LBS | 2018 | Menteng
B74 | T730056065334-0040/2017 | SIEMENS | LBS MANUAL | 2017 | Bandengan
BK292 | - | ULUSOY | LBS |  | Marunda
CPT11 | 0697.18.212 | EGA | LBS | 2019 | Ciputat
KB425N | 0 | SCHNEIDER | LBS MOTORIZE |  | Bulungan
CD239 | CI-2019-W30-5-0009 | SCHNEIDER | LBS | 2019 | Bintaro
CD239 | CI-2019-W16-2-0071 | SCHNEIDER | PB | 2019 | Bintaro
TG125 | C1-2017-W04-4-0006 | SCHINEIDER | PB | 2017 | Cengkareng
TG125 | C1-2017-W04-5-0019 | SCHINEIDER | LBS | 2017 | Cengkareng
TG125 | C1-2017-W04-3-0036 | SCHINEIDER | LBS | 2017 | Cengkareng
MB108 | CI-2019-W33.4.0073 | SCHNEIDER SM6 | CBO | 2019 | Bandengan
MB108 | T730056065334-0097/2017-3 | SIEMENS | LBS | 2017 | Bandengan
MB108 | T730056065334-0038/2017-3 | SIEMENS | LBS | 2017 | Bandengan
E229 | E229-W1810015 | SCHNEIDER | ACO (MOTORIZE) | 2019 | Kramat Jati
MD114 | - | GAE | LBS |  | Marunda
CKG167 | CI-2019-W48-2-0045 | EGA | PB | 2019 | Cengkareng
CB148 | 2019.SCF63267 | ORMAJABAL | LBS | 2019 | Ciracas
CK44C | - | SIEMENS | LBS |  | Marunda
KDR320 | CI-2019-W26-1-0007 | SCHINEIDER | PB | 2019 | Cengkareng
BK31 | - | SIEMENS | PB |  | Marunda
KJ198 | 20264/133/05/07/E6_KJ198 | GAE | LBS | 2005 | Kebon Jeruk
KJ72 | CV06-5080/040 | SIMENS | LBS | 1992 | Kebon Jeruk
MK207 | 430002 | SCHINEIDER | LBS MOT | 2020 | Cengkareng
GD206 | 2017CSF660126 | ORMAZABAL | LBS | 2017 | Ciracas
SP99 | 9365112 | ORMAZABAL | PB |  | Kebon Jeruk
GD437 | CI.2019.W18.5.0078 | SCHNEIDER SM6 | PB | 2019 | Ciracas
TT12 | CI-2019-W10-5-0051 | SCHNEIDER | CBOM | 2019 | Menteng
KB33E | CI-2017-W30-6-0018 | Schneider SM6 | LBS MOTORIZE | 2017 | Menteng
KB79A | 1599.18.214 | EGA | PB MANUAL | 2018 | Menteng
KS20 | 1551.18.214 | EGA | PB MANUAL | 2018 | Menteng
KS23 | 2308-19 | Ulusoy | CBOM (MP) |  | Menteng
KS39 | CI-2017-W44-1-0025 | Schneider SM6 | LBS MOTORIZE | 2017 | Menteng
KN249 | SM1039059CL | Schneider SM6 | LBS |  | Menteng
KN249 | CI-2019-W38-3-007 | Schneider SM6 | CBOG | 2019 | Menteng
KS64 | 1271.18.214 | EGA | LBS MOTORIZE | 2018 | Menteng
KS75 | CI-2019-W30-2-0005 | Schneider SM6 | LBS MOTORIZE | 2019 | Menteng
KS38 | 1382.18.213 | EGA | LBS MOTORIZE | 2018 | Menteng
GD254 | 2017.CSF.60129 | ORMAZABAL | LBS |  | Ciracas
GD254 | 2019.CSF.63352 | ORMAZABAL | LBS |  | Ciracas
GD254 | 2019.CSF.61028 | ORMAZABAL | PB |  | Ciracas
GH0005 | CI-2020-W04-4-0001 | SCHNEIDER | LBS MOTORIZE | 2020 | Jatinegara
TB81 | CI-2019-W38-3-0078 | SCHNEIDER | CBOG | 2019 | Jatinegara
KG461 | 1248-20 | ULUSOY | CBO-M | 2020 | Tanjung Priok
GD182 | 736.2 | ULUSOY ELEKTRIK | LBS |  | Ciracas
GD182 | 567.2 | ULUSOY ELEKTRIK | LBS |  | Ciracas
PK249 | - | SCHNEIDER - SM6 | LBS |  | Tanjung Priok
PK249 | - | EGA | PB TRAFO |  | Tanjung Priok
JR29 | CV06-5140/032 | SIEMENS | LBS | 1993 | Pondok Gede
JR29 | CV06-5140/032 | SIEMENS | PB | 1993 | Pondok Gede
MN55 | CI-2019-W21-5-0009 | SCHNEIDER | PB | 2019 | Pondok Gede
KB576 | 0242.19.214 | EGA | PB | 2019 | Bulungan
E205 | 12.152 | ABB UniSwitch | LBS | 2012 | Pondok Gede
BT410 | CI.209.W03.2.0041 | SCHNEIDER | CBOG | 2019 | Bintaro
CD408 | 1258.18.213 | EGA | LBS | 2018 | Bintaro
CD408 | 0882.18.211 | EGA | PB | 2018 | Bintaro
SD217 | 2019-SD247-2 | SCHNEIDER SM6 | LBS MOTORIZE | 2019 | Tanjung Priok
PP32 | 0080.19.214 | EGA | PB | 2019 | Bulungan
PP3 | 1286.18.214 | EGA | PB | 2018 | Bulungan
TD66 | 0094.19.214 | EGA | PB | 2019 | Bulungan
SN78 | 0162.21.213 | EGA | PB | 2021 | Bulungan
RG67P | RG 67P | ORMAZABAL | LBS-1 |  | Lenteng Agung
RG67P | RG 67P | ORMAZABAL | LBS-2 |  | Lenteng Agung
MD22 | - | MERLIN GERIN | PB |  | Marunda
BK24C | - | ORMAZABAL | LBS |  | Marunda
KJ282 | 0738.18.212 | EGA | LBS | 2018 | Kebon Jeruk
SP76 | 0074.19.214 (SP76) | EGA | PB TRAFO II | 2019 | Kebon Jeruk
KJ188 | 0347.19.214 (KJ188) | SCHNEIDER | PB TRAFO | 2019 | Kebon Jeruk
KJ22 | 0135.19.212 (KJ22) | EGA | LBS | 2019 | Kebon Jeruk
KJ113 | 0682.18.212 (KJ113) | FLOUKIT M | LBS | 2018 | Kebon Jeruk
KJ152 | 0177.19.212 (KJ152) | FLOUKIT M | LBS | 2019 | Kebon Jeruk
K155N | K155N-145218213 | EGA | PB | 2018 | Kramat Jati
SP145 | CI-2017-W36-4-0019_SP145 | SCHNEIDER | PB TRAFO II | 2017 | Kebon Jeruk
GD364 | CI.2017.W38.3.0017 | SCHNEIDER SM6 | LBS |  | Ciracas
PL270 | 2001-007 | ABB SAFEPLUS | LBS | 2019 | Pondok Kopi
PL270 | 3001-008 | ABB SAFEPLUS | PB | 2019 | Pondok Kopi
GH0110 | 0187.19.213 | EGA | LBS | 2019 | Pondok Kopi
GH0110 | 0189.19.213 | EGA | LBS | 2019 | Pondok Kopi
SP16J | 12184_SP16J | EGA | LBS | 2017 | Kebon Jeruk
GH0191 | 1304580 | EGA | LBS | 2013 | Pondok Kopi
KN247 | 0853.16.213 | EGA | PMT |  | Menteng
KN247 | CI-2019-W34-4-0075 | SCHNEIDER | CBOM |  | Menteng
BK287 | - | SCHNEIDER COMPACT | PB |  | Marunda
GD440 | CI.2019.W20.4.0017 | SCHNEIDER SM6 | LBS | 2019 | Ciracas
KJ112 | KJ112-OUT | SCHNEIDER | LBS MOTORIZED | 2019 | Kebon Jeruk
K277P | 2019CSF61054 | ORMAZABAL | LBS MANUAL | 2019 | Menteng
K289P | CI-2019-W31-5-1402. | Schneider SM6 | LBS-RMU | 2019 | Menteng
KB287 | CI-2019-W26-1-0011 | Schneider SM6 | PB MANUAL | 2019 | Menteng
CB74 | CI.2018.W34.7.0007 | SCHNEIDER SM6 | LBS |  | Ciracas
CB74 | CI.2019.W01.5.0009 | SCHNEIDER SM6 | PGC |  | Ciracas
CB146 | 2019CSF61119 | ORMAZABAL | PB |  | Ciracas
P55A | GL039 | ORMAZAMBAL | PB | 2018 | Menteng
BC133(RELOKASI) | 0998.19.214 | EGA | PB | 2019 | Cengkareng
CN135 | 2396-19 | Ulusoy | LBS | 2019 | Ciputat
CN135 | 2382-19 | Ulusoy | LBS | 2019 | Ciputat
GH0085 | 0253.17.213 | EGA | LBS | 2017 | Pondok Kopi
KP47 | - | EGA | PB II |  | Marunda
KJ411 | 0599.18.214_KJ411 | EGA | PB | 2018 | Kebon Jeruk
JW98 | 502541141/2001-038 | ABB | LBS MOTORISED | 2019 | Pondok Gede
PL277 | 0710-20 | ULUSOY ELECTRIC | LBS | 2020 | Pondok Kopi
PGS16 | 0274-20 | ULUSOY | LBS | 2021 | Marunda
TD389N | 0 | SCHNEIDER | LBS |  | Bulungan
KB395 | 023916.214.2016 | EGA | PB | 2016 | Bulungan
KB395 | 0389.17.226.2017 | EGA | CBOM MOTORIZE | 2017 | Bulungan
KG11 | - | SCHNEIDER | PGC |  | Marunda
BC46 | 0200.21.213 | EGA | LBS MOT | 2021 | Cengkareng
KG463 | 0906-20 | ULUSOY | LBS | 2020 | Tanjung Priok
GD23 | 22921234 | EGA | PGC | 2021 | Ciracas
AB293 | LBS2_AB293 | EGA | LBS 2 |  | Bandengan
GH0139 | CI.2017.W38.2.0011 | SCHNEIDER | LBS MOTORIZED | 2017 | Pondok Gede
AB255P | PB_AB255P | EGA | PB TRAFO |  | Bandengan
PK48B | 1027.18.214 | EGA | PB 2 | 2018 | Marunda
PK48B | 3358.17.213 | EGA | LBS | 2017 | Marunda
GH0066 | CI.2018.W43.1.0014 | SCHENEIDER | LBS MOTORISED | 2018 | Pondok Gede
PK138 | - | EGA | LBS |  | Marunda
KB484 | 0 | SIEMENS | PGC |  | Bulungan
GD445 | C1.2018.w38.3.0018 | SCHNEIDER | LBS | 2018 | Ciracas
GD445 | C1.2018.w39.4.0021 | SCHNEIDER | LBS | 2018 | Ciracas
GD31A | 0334.15.214 | EGA | PB | 2015 | Ciracas
GD31A | SM1118029CI | SCHNEIDER SM6 | LBS | 2011 | Ciracas
GD31A | CI.2016.W02.5.0830 | SCHNEIDER SM6 | LBS | 2016 | Ciracas
PM298 | PM 298 | SCHNEIDER | LBS-6 |  | Lenteng Agung
JR238 | CL-2020-W08-1-0015 | SCHNEIDER | LBS (MOTORIZED) | 2020 | Pondok Gede
PML36 | 2404-19 | ULUSOY | LBS | 2019 | Ciputat
PML36 | CI-2019-W31-3-0047 | SNEIDER | ACO | 2019 | Ciputat
CN136 | 2388-19 | ULUSOY | LBS | 2019 | Ciputat
KB17B | 1356.19 | ULUSOY | LBS |  | Bulungan
KB17B | 1355.19 | ULUSOY | LBS |  | Bulungan
SN127 | 3450.13.BL.2013 | EGA | LBS |  | Bulungan
GD422 | CI.2017.W07.5.0042 | SCHNEIDER SM6 | LBS |  | Ciracas
MP243 | 0484-20 | ULLUSOY | CBOM | 2020 | Bulungan
MB110 | 2444-19 | ULUSOY | LBS MOTORIZED | 2019 | Bandengan
PGL41 | C1-2018-W31-1-0041 | SCHNEIDER | LBS | 2018 | Pondok Kopi
PB67 | 1860-19 | ULUSOY ELECTRIC | PB TRAFO | 2019 | Pondok Kopi
PB67 | 2422-19 | ULUSOY ELECTRIC | LBS | 2019 | Pondok Kopi
PB67 | 2421-19 | ULUSOY ELECTRIC | LBS | 2019 | Pondok Kopi
PB67 | CI-2016-W15-4-0032 | SCHNEIDER | CBOM | 2016 | Pondok Kopi
PB67 | CI-2019-W29-4-0073 | SCHNEIDER | CBOM | 2019 | Pondok Kopi
PIK67 | PIK67-0110.19.213.1 | EGA | LBS | 2020 | Bandengan
PIK67 | PIK67-1870.19.3 | ULUSOY | PB | 2020 | Bandengan
KDR179 | 2019CSF61083 | ORMAZABAL | PB |  | Cengkareng
GD447 | 1562.18.213 | EGA | LBS |  | Ciracas
KJ436 | KJ436 1120-19 | ULUSOY | PB TRAFO | 2019 | Kebon Jeruk
BK278 | - | ORMAZABAL PANJANG | LBS |  | Marunda
BK278 | - | ORMAZABAL PANJANG | PB |  | Marunda
PG442 | CI-2018-W38-1-0060 | SM 6 | LBS | 2018 | Cempaka Putih
PS194 | CI-2018-W40-4-0050 | SCHNEIDER SM6 | PMT | 2018 | Cempaka Putih
PS194 | CI-2019-W20-3-0074 | SCHNEIDER SM6 | PB TRAFO | 2019 | Cempaka Putih
CB142 | 3456.17.213 | EGA | LBS |  | Ciracas
CB142 | CI.2018.W21.5.0046 | SCHNEIDER SM6 | LBS |  | Ciracas
RG67P | RG 67P | ORMAZABAL | PB-1 |  | Lenteng Agung
JR119P | 0071.19.214 | EGA | PB | 2019 | Pondok Gede
JR117P | 0645.18.212 | EGA | LBS | 2018 | Pondok Gede
JR117P | 0324.19.214 | EGA | PB | 2019 | Pondok Gede
GD428 | 0048.18.214 | EGA | PB |  | Ciracas
GD428 | 2438.17.213 | EGA | LBS |  | Ciracas
JR232 | 0605.18.212 | EGA | LBS | 2018 | Pondok Gede
JR232 | 0088.19.213 | EGA | LBS MOTORISED | 2019 | Pondok Gede
JR232 | 1302.18.214 | EGA | PB | 2018 | Pondok Gede
CP161 | 1602577 | SCHNEIDER | PB | 2016 | Ciputat
PK155 | - | EGA | PB |  | Marunda
BK47 | - | ORMAZABAL | LBS |  | Marunda
BK47 | - | ORMAZABAL | PB |  | Marunda
JW95 | CI-2018-W40-5-0015 | SCHNEIDER SM6 | LBS (MOTORIZED) | 2018 | Pondok Gede
BDS23K | BDS23K-502488616 | ABB SAFEPLUS | LBS | 2018 | Bandengan
BDS23K | BDS23K-502488616-1001 | ABB SAFEPLUS | LBS | 2018 | Bandengan
BDS23K | BDS23K-502488616-3001 | ABB SAFEPLUS | PB | 2018 | Bandengan
DB112 | DB112-C1.2018-W21-0027 | SCHNEIDER | PB | 2019 | Bandengan
KM15 | 2019CSF61098 | AEP ORMAJABAL | PB TRAFO | 2019 | Jatinegara
KM15 | 2019CSF63180 | AEP ORMAJABAL | LBS MOTORIZE | 2019 | Jatinegara
K40 | 2019CSF63174 | AEP ORMAJABAL | LBS MOTORIZE | 2019 | Jatinegara
K40 | 2019CSF61097 | AEP ORMAJABAL | PB TRAFO | 2019 | Jatinegara
CD120 | CI-2019-W29-3-0033 | SCHNEIDER | LBS | 2019 | Bintaro
GH0078 | 18101002 | EGA | LBS |  | Pondok Kopi
PIK55 | PB-PIK55 | EGA | PB |  | Bandengan
GH0191 | 0235.21.213 | EGA | LBS | 2021 | Pondok Kopi
PL259 | 1531.17.212 | EGA | LBS | 2017 | Pondok Kopi
E220B | 0233.15.209 | EGA | LBS |  | Pondok Gede
E220B | 0176.15.209 | EGA | LBS MOTORISED | 2015 | Pondok Gede
JS220 | CI-2019-W32-1-0020 | SCHNEIDER | PB | 2019 | Pondok Gede
CB141 | CI.2018.W32.2.0039 | SCHNEIDER SM6 | LBS |  | Ciracas
CB141 | CI.2018.W17.7.0023 | SCHNEIDER SM6 | PGC |  | Ciracas
CB141 | CI.2018.W37.4.0027 | SCHNEIDER SM6 | KOPEL |  | Ciracas
K312 | 19CSF63074 | ORMAZABAL | LBS MOTORIZE | 2019 | Menteng
P25B | 0294.19.212 | EGA | LBS Manual | 2019 | Menteng
K5 | CI-2019-W38-3-0080 | Schneider SM6 | CBOG | 2019 | Menteng
K5 | CI-2019-W30-2-0016 | Schneider SM6 | LBS MOTORIZE | 2019 | Menteng
K70A | CI-2019-W42-1-1407 | Schneider SM6 | LBS MOTORIZE | 2019 | Menteng
K70A | CI-2019-W42-3-1402 | Schneider SM6 | LBS MOTORIZE | 2019 | Menteng
KB157 | CI-2019-W30-2-0018 | Schneider SM6 | LBS MOTORIZE | 2019 | Menteng
E220A | 0426.18.214 | EGA | PB I | 2018 | Pondok Gede
DT8 | DT8 | EGA | LBS-3 |  | Lenteng Agung
GD18A | 0092.21.214 | EGA | PB | 2021 | Ciracas
PL205 | 3768.17.213 | EGA | LBS | 2017 | Pondok Kopi
SP17A | CI-2019-W21-5-0027_SP17A | SCHNEIDER | PB TRAFO I | 2019 | Kebon Jeruk
SP165 | CI-2019-W21-5-0008_SP165 | SCHNEIDER | PB TRAFO I | 2019 | Kebon Jeruk
KJ113 | 1706.17.214 (KJ115) | EGA | PB TRAFO I | 2017 | Kebon Jeruk
KJ6 | CI-2019-W16-5-0076_KJ6 | FLOUKIT M | PB | 2019 | Kebon Jeruk
T441 | 15975388 | SCHNEIDER | LBS RETROFIT |  | Menteng
GD62 | 2613.17.213 | EGA | LBS | 2017 | Ciracas
GD62 | 1296.18.214 | EGA | PB | 2018 | Ciracas
GH0087 | CI-2015-W30-4-0003 | SCHNEIDER | LBS |  | Pondok Kopi
K1 | 1246.18.214 | EGA | PB MANUAL | 2019 | Menteng
KG134 | - | SCHNEIDER | CBOM |  | Marunda
K158 | W32-1-0007 | SCHNEIDER | PB | 2019 | Menteng
KS22 | 2019CSF63153 | ORMAZABAL | LBS MOTORIZE | 2019 | Menteng
T93 | 1796.18.213 | EGA | LBS MOT | 2018 | Menteng
K24B | - | ORMAZABAL | LBS |  | Menteng
K24B | - | ORMAZABAL | LBS |  | Menteng
TT10 | CI-2019-W37-1-0007 | SCHNEIDER | LBS MOT | 2019 | Menteng
K282P | CI-2019-W32-3-1403.. | Schneider SM6 | PB-RMU |  | Menteng
K289P | CI-2019-W31-5-1402.. | Schneider SM6 | PB-RMU | 2019 | Menteng
K2C | 15018214 | EGA | PB MANUAL | 2019 | Menteng
K312 | 19CSF63041 | ORMAZABAL | LBS MOTORIZE | 2019 | Menteng
K5 | CI-2019-W32-1-10023 | Schneider SM6 | PB MANUAL | 2019 | Menteng
K70A | CI-2019-W39-1-1401 | Schneider SM6 | PB-RMU | 2019 | Menteng
KB169 | 1618.17.212 | EGA | LBS MANUAL | 2017 | Menteng
KB212 | NO SERI 2 | Schneider SM6 | LBS MOTORIZE |  | Menteng
KB212 | NO SERI 3 | EGA | PB MANUAL |  | Menteng
KB30 | 2019CSF63068 | ORMAZABAL | LBS MANUAL | 2019 | Menteng
KB329 | 1467.18.214 | EGA | PB MANUAL | 2018 | Menteng
KB33E | 1505.18.214 | EGA | PB MANUAL | 2018 | Menteng
KB350 | CI-2019-W21-3-0026 | Schneider SM6 | PB MANUAL | 2019 | Menteng
KB378 | 2802.17.213 | EGA | LBS MOTORIZE | 2017 | Menteng
KB378 | 2692.17.213 | EGA | LBS MOTORIZE | 2017 | Menteng
KB41A | CI-2019-W40-6-0011 | Schneider SM6 | LBS MOTORIZE | 2019 | Menteng
KB41B | 2808.17.213 | EGA | LBS MOTORIZE | 2017 | Menteng
KB79B | CI-2019-W37-1-0008 | Schneider SM6 | LBS MOTORIZE | 2019 | Menteng
KB79B | CI-2019-W39-1-0020 | Schneider SM6 | LBS MOTORIZE | 2019 | Menteng
KB79B | CI-2019-W35-2-0015 | Schneider SM6 | PB MANUAL | 2019 | Menteng
KIOSPERMATA | CI-2019-W39-4-0077 | Schneider SM6 | CBOM (MP) | 2019 | Menteng
KN201 | 28763 | GAE | CBOM | 2013 | Menteng
KN119 | CI-2019-W36-5-0027 | Schneider SM6 | LBS MOTORIZE | 2019 | Menteng
KN204P | CI-2019-W41-4-0060 | Schneider SM6 | LBS MOTORIZE | 2019 | Menteng
CK157 | - | SCHNEIDER | LBS |  | Marunda
SP122 | CI-2019-W30-1-0027 | Schneider SM6 | PB 1 | 2019 | Menteng
TD290 | CI-2021-W21-1-1402 | SCHNEIDER | LBS | 2021 | Bulungan
PM158 | 0045.21.234 | EGA | CBO | 2021 | Bulungan
CK258 | 0047.21.234 | EGA | CBOG | 2021 | Marunda
CK258 | 0233.21.213 | EGA | LBS | 2021 | Marunda
CP35 | 1442-20 | "ULUSOY CBO" | LBS CP35P |  | Ciputat
TD426 | 0649-20 | "ULUSOY " | LBS TD261 | 2020 | Ciputat
CB88P | 0424.21.213 | EGA | LBS |  | Ciracas
CB88P | 0450.21.213 | EGA | LBS |  | Ciracas
CB88P | 235.2 | ULUSOY ELEKTRIK | PB |  | Ciracas
KB618 | 0143.21.213 | EGA | LBS MOTORIZE | 2021 | Bulungan
GD182 | 0097.21.214 | EGA | PB |  | Ciracas
KB474 | 0161.21.213 | EGA | LBS MOTORIZE | 2021 | Bulungan
KB474 | 0039.21.234 | EGA | LBS MOTORIZE | 2021 | Bulungan
KG464 | 459.21.213 | EGA | LBS |  | Tanjung Priok
PB25N | 0177.18.234 | EGA | CBOM | 2018 | Pondok Kopi
PB25N | 1683.17.234 | EGA | CBOM | 2017 | Pondok Kopi
PGL44 | 0620.18.214 | EGA | PB | 2018 | Pondok Kopi
PL262 | 1636.18.213 | EGA | LBS | 2018 | Pondok Kopi
PL263 | 0943.18.214 | EGA | PB | 2018 | Pondok Kopi
PP4 | 1099.18.214 | EGA | PB | 2018 | Bulungan
GD444 | 3001.003 | ABB SAFEPLUS | PB | 2018 | Ciracas
GD444 | 2001.006 | ABB SAFEPLUS | LBS | 2018 | Ciracas
TP123 | CI-2018-W44-6-0023 | SCHNEIDER SM6 | PGC | 2018 | Cempaka Putih
SN30 | 0 | FLOUKIT-M | PMT |  | Menteng
BN24 | 60234 | FLUOKIT M | PGC |  | Menteng
JR211 | CI.2017.W28.5.0027 (MOT) | SCHNEIDER SM6 | LBS | 2017 | Pondok Gede
BK267 | - | SCHENEIDER | LBS |  | Marunda
BK267 | - | SCHENEIDER | LBS |  | Marunda
LDC | LDC | SCHNEIDER | LBS | 2018 | Kramat Jati
TD341 | CI. 2018-w34-6-0007 | SCHNEIDER | LBS | 2018 | Bulungan
SP188 | 0801.18.212 (SP188) | EGA | LBS | 2018 | Kebon Jeruk
SP188 | 1239.18.214 (SP188) | EGA | PB TRAFO | 2018 | Kebon Jeruk
PL266 | 0082.19.214 | EGA | PB | 2019 | Pondok Kopi
E41 | 0079.19.214 | EGA | PB | 2019 | Ciracas
BK249 | - | EGA | LBS |  | Marunda
KB425N | C1 2019 W05.1.0034 | SCHNEIDER | CBOM MOTORIZE | 2019 | Bulungan
KB322 | C1.2019.W.34.2.0081. | SCHNEIDER | CBO |  | Bulungan
BT417 | IDBABB419080924 | ABB | LBS | 2019 | Bintaro
BK290 | - | ULUSOY | LBS |  | Marunda
KB138N | 622-71-200 | ULUSOY | LBS MOTORIZE | 2019 | Bulungan
D201 | - | EGA MOTORES | LBS MOTORIZE | 2017 | Menteng
GD56 | CI.2018.W19.5.0024 | SCHNEIDER SM6 | LBS | 2018 | Ciracas
GD105 | CI.2020.W08.2.0051 | SCHNEIDER SM6 | LBS | 2020 | Ciracas
GD105 | - | SCHNEIDER SM6 | LBS |  | Ciracas
GD105 | CI.2020.W08.3.0017 | SCHNEIDER SM6 | LBS | 2020 | Ciracas
PP5 | 0 | SCHNEIDER | PB |  | Bulungan
PP4 | YC62271-200 | ULUSOY | LBS |  | Bulungan
KB26A | 225819 | ULUSOY | LBS |  | Bulungan
BTC40 | 1552-19 | ULUSOY | LBS | 2019 | Cengkareng
BDA43 | W38-3-0008 | SCHNEIDER | PB | 2019 | Cengkareng
JS257 | CI-2020-W07-4-0021 | SCHNEIDER | LBS (MOTORIZED) | 2020 | Pondok Gede
TG112S | - | AEP | PB | 2018 | Cengkareng
TG112S | - | AEP | CBO | 2018 | Cengkareng
DK23S | - | SCHINEIDER | LBS | - | Cengkareng
T445 | CI-2019-W39-1-0075 | SCHNEIDER | CBO | 2019 | Menteng
T87 | W11-3-0047 | SCHNEIDER | LBS | 2019 | Menteng
MG115 | 1929S091 | ORMAZABAL | LBS |  | Bulungan
MG115 | 1929S091 | ORMAZABAL | LBS |  | Bulungan
KB93N | 1929S057 | ORMAZABAL | LBS |  | Bulungan
KB465 | 1926S040 | ORMAZABAL | PB |  | Bulungan
KB465 | 1926S040 | ORMAZABAL | LBS |  | Bulungan
KB498 | 1930S028 | ORMAZABAL | LBS |  | Bulungan
KG189 | - | FLOUKIT M | PGDB |  | Marunda
KP_3 | 2522 | FLUOKIT M-24 | LBS | - | Pondok Gede
KP_3 | 0755.15.209 | EGA | LBS (MOTORIZED) | 2015 | Pondok Gede
KJ433 | CI-2017-W44-2-0031-KJ433 | SCHNEIDER | LBS MOTORIZED | 2017 | Kebon Jeruk
JR103 | 3228.1721 | EGA | LBS | 2017 | Pondok Gede
JR70 | 1923 | UNINDO FLUOKIT M | PB | 2001 | Pondok Gede
JR67 | CI-2016-W50-1-0004 | SCHNEIDER SM6 | LBS | 2016 | Pondok Gede
JR156 | 22698/032/10/02/E6 | GAE | PB | 2010 | Pondok Gede
JR137 | CI-2019-W29-3-0042 | SCHNEIDER | PB | 2019 | Pondok Gede
E85 | 0340.18.234 | EGA | CBO | 2018 | Pondok Gede
GD250 | 0169.19.212 | EGA | LBS | 2019 | Ciracas
GD250 | 0298.19.214 | EGA | PB | 2019 | Ciracas
JS16 | 10754/06 | C.PLASMA | LBS | 2013 | Pondok Gede
JS104 | 6341 | UNINDO FLUOKIT M | PB | 1996 | Pondok Gede
JS106 | 2224 | UNINDO FLUOKIT M | LBS | 2003 | Pondok Gede
GD363 | CI.2018.W19.4.0036 | SCHNEIDER SM6 | LBS |  | Ciracas
JR173 | 13.1261 | ABB UniSwitch | LBS | 2013 | Pondok Gede
MN35 | 23725/083/11/01/E6 | GAE | LBS | 2011 | Pondok Gede
CNK29 | 0721.18.212 | EGA | LBS | 2018 | Ciputat
KM73 | 0134.19.214/2019 | EGA | PB TRAFO | 2019 | Jatinegara
JS254 | 0610.18.212 | EGA | LBS | 2019 | Pondok Gede
JS254 | 1902.18.213 | EGA |  | 2018 | Pondok Gede
CGR13 | CGR 13 | ABB | LBS-1 |  | Lenteng Agung
CGR13 | CGR 13 | ABB | LBS-2 |  | Lenteng Agung
CNK30 | 0263.19.214 | EGA | PB | 2019 | Ciputat
KB146 | 1158.17.216 | EGA | PB | 2017 | Bulungan
PK236 | - | SCHNEIDER | PGC | - | Marunda
PK68A | 3166.17.213 | EGA | LBS | 2017 | Marunda
PK81 | 0793.18.214 | EGA | PB 1 | 2018 | Marunda
PK81 | 0777.18.214 | EGA | PB 2 | 2018 | Marunda
KG184 | 0911.18.214 | EGA | LBS | 2018 | Marunda
PK81 | 0911.18.214 | EGA | PB 3 | 2018 | Marunda
BK267 | - | SCHENEIDER | LBS |  | Marunda
BK267 | - | SCHENEIDER | KOPEL |  | Marunda
CK249 | - | SCHENEIDER | LBS |  | Marunda
PIK41 | LBS-PIK41 | EGA | LBS |  | Bandengan
PIK41 | PB-PIK41 | EGA | PB |  | Bandengan
PIK41 | PB-PIK41 | EGA | PB |  | Bandengan
B431P | 0146.19.212/2019 | EGA | LBS MANUAL | 2019 | Bandengan
SP178 | 0072.19.214 (SP178) | KIT 27.2 | PB TRAFO I | 2019 | Kebon Jeruk
GD440 | CI.2019.W36.5.0016 | SCHNEIDER SM6 | PB | 2019 | Ciracas
TD241 | CL-2019-W26-2-0051 | SCHNEIDER | PB | 2019 | Ciputat
KJ198 | 20264/133/05/07/E6 | GAE | PB | 2005 | Kebon Jeruk
KJ217 | -KJ217 | MG | PGC |  | Kebon Jeruk
CB100 | CI.2019.W21.3.0030 | SCHNEIDER SM6 | PB | 2019 | Ciracas
RG130P | CI.2018.W32.5.0063 | SCHNEIDER SM6 | LBS |  | Ciracas
CN65 | 2310-19 | ULUSOY | CBOG | 2019 | Ciputat
MP127 | 162117212 | EGA | PB | 2017 | Bulungan
GD190N | 0339.14.209 | EGA | LBS | 2014 | Ciracas
TD213 | 0045.20.212 | EGA MOTORIZED | "LBS (CP238)" | 2020 | Ciputat
CB18 | 502308268/1001.015 | ABB SAFEPLUS | LBS | 2018 | Ciracas
CB18 | 502308268/3001.014 | ABB SAFEPLUS | PB | 2018 | Ciracas
KM103 | T73005442624-0004 | SIEMENS | LBS MANUAL | 2017 | Jatinegara
KM103 | CI-2016-W35-1-0039 | SCHNEIDER | PGC | 2016 | Jatinegara
BT405 | 1885.18.213 | EGA | LBS | 2018 | Bintaro
JR87P | R0418219SF | MERLIN GERLIN RM6 | LBS | - | Pondok Gede
E138B | 1232.13.BL | EGA | LBS | 2013 | Pondok Gede
JS122P | 1034055 | SCHNEIDER SM6 | LBS | 2016 | Pondok Gede
CKG185 | - | SIEMENS | PB | 2017 | Cengkareng
CB29 | IDABB418101000 | ABB SAFEPLUS | PB | 2018 | Ciracas
JS203 | 0224.19.212 | EGA | LBS | 2019 | Pondok Gede
JS203 | 0269.19.214 | EGA | LBS | 2019 | Pondok Gede
GD68D | CI.2017.W43.2.0036 | SCHNEIDER SM6 | LBS |  | Ciracas
GD68D | SM9605871 | MERLIN GERIN SM6 | LBS |  | Ciracas
GD314 | IDABB418100880 | ABB SAFEPLUS | LBS |  | Ciracas
JW28 | 500411660/3001-03 | ABB SAFEPLUS | LBS | 2011 | Pondok Gede
E210 | CI-2015-W40-4-0035 | SCHNEIDER SM6 | CBOG | 2015 | Pondok Gede
E218A | 1558.18.213 | EGA | LBS | 2018 | Pondok Gede
PD19 | CV06-5126/007 | SIEMENS | LBS | 1993 | Pondok Gede
TP76 | PMT-TP76-KPL3-4 | SCHNEIDER SM6 | PGC |  | Cempaka Putih
PG223 | PG 223 | SCHNEIDER | ACO | 2018 | Cempaka Putih
TP76 | PMT-TP76-KPL1-2 | SCHNEIDER SM6 | PMT |  | Cempaka Putih
PD51 | 6059 | UNINDO FLUOKIT M | PT | 1996 | Pondok Gede
PD3 | 0219.19.212 | EGA | LBS | 2019 | Pondok Gede
GD434 | 1DABB418111126 | ABB SAFEPLUS | PB |  | Ciracas
GD434 | 1DAAA418111108 | ABB SAFEPLUS | LBS |  | Ciracas
BK280 | - | EGA | LBS |  | Marunda
DB111 | DB111-PB CADANGAN | SCHNEIDER | PB |  | Bandengan
JR235 | CI-2019-W39-5-0001 | SCHNEIDER SM6 | PB | 2019 | Pondok Gede
JR235 | CI-2018-W35-4-0060, F1 | SCHNEIDER SM6 | ACO | 2018 | Pondok Gede
E52C | E52C-61110 | ORMAZABAL | LBS | 2019 | Kramat Jati
CPT14 | C1-2019.W34.1-0010 | SCHNEIDER | LBS | 2019 | Ciputat
KJ427 | 2008-19-KJ427 | ULUSOY | CBOG | 2019 | Kebon Jeruk
KJ428 | 1626-19-KJ428 | ULUSOY | LBS MOTORIZED | 2019 | Kebon Jeruk
BDU39 | CI-2019-W36-4-0074/2019 | SCHNEIDER SM6 | CBOM | 2019 | Bandengan
BDU39 | CI-2018-W30-5-0043/2018 | SCHNEIDER SM6 | ACO (KOPEL) | 2018 | Bandengan
BDU39 | CI--- | SCHNEIDER SM6 | CBO MP |  | Bandengan
BDU39 | T73005065334-0089/2017 | SIEMENS | LBS MANUAL | 2017 | Bandengan
BDU39 | T73005065334-0090/2017 | SIEMENS | LBS MANUAL | 2017 | Bandengan
KM60 | KM60_CI-2019-W38-5-1404 | SCHNEIDER RM6 | PB TRAFO | 2019 | Jatinegara
CL14 | - | SIEMENS | LBS |  | Marunda
PM226 | PM226 | EGA | LBS-3 |  | Lenteng Agung
PM226 | PM226 | EGA | LBS-4 |  | Lenteng Agung
JGK32 | R1/T73005442627-0056 | SIEMENS | LBS-1 | 2017 | Lenteng Agung
D148A | D148A | EGA | LBS MOTORIZE | 2019 | Menteng
PDR20 | 2174-19 | ULUSOY | LBS MOTORISED | 2019 | Pondok Gede
PDR20 | 2016-19 | ULUSOY | CBOM | 2019 | Pondok Gede
CB120 | 2018CSF61099 | ORMAZABAL | PB | 2019 | Ciracas
T442 | CL-2019-27-1-0024 | SCHNEIDER | LBS MOT | 2019 | Menteng
KDR35 | 123456 | ULUSOY | PGC | 2019 | Cengkareng
GH0219 | 2181-19 | ULUSOY | LBS | 2019 | Cengkareng
GD439 | 2019CSF61117 | ORMAZABAL | PB | 2019 | Ciracas
LA2 | 284 | SIEMENS | LBS-1 |  | Lenteng Agung
LA2 | 360 | SIEMENS | PB-1 |  | Lenteng Agung
KB613 | 0 | EGA | LBS |  | Bulungan
KB224 | C1.2019.W32.2.0004 | SCHNEIDER | PB 1 |  | Bulungan
CK173 | - | EGA | CBOM |  | Marunda
CK149 | - | SCHNEIDER | CBOM |  | Marunda
KJ61 | 0901.18.214 | EGA | CBO |  | Kebon Jeruk
KJ62 | CV 06-5082/017 | SIEMENS | CBO |  | Kebon Jeruk
SP250 | -SP250 | GAE | CBO |  | Kebon Jeruk
DK53 | -DK53 | ORMAZABAL | CBO |  | Kebon Jeruk
TD295 | CI-2019-W41-1-1401 | SCHNEIDER | LBS MOTORIZE | 2019 | Bulungan
BDA43 | W38-1-0033 | SCHINEIDER | PB | 2019 | Cengkareng
BK12 | - | SCHNEIDER | LBS |  | Marunda
PML36 | 2400-19 | ULUSOY | LBS | 2019 | Ciputat
BDA23 | C1-2019-W43-1-1404 | SCHINEIDER | PB | 2019 | Cengkareng
DK25S | C1-2018-W28-04-0026 | SCHINEIDER | LBS | 2018 | Cengkareng
PP147 | CI-2020-W20-2-0037 | SCHNEIDER | LBS MOTORIZE | 2020 | Bulungan
TD94C | 2019CSF61079 | Ormazabal | PB | 2019 | Bulungan
MP149 | 1926S111 | ORMAZABAL | LBS |  | Bulungan
KB275A | 192850143 | ORMAZABAL | PB |  | Bulungan
RG57 | 19285142 | ORMAZABAL | LBS |  | Bulungan
PIK61 | PIK61 | ORMAZABAL | PB | 2020 | Bandengan
MP80 | 0 | SCHNEIDER | LBS |  | Bulungan
KB54 | C1-2019-W20-4-0076 | SCHNEIDER | CBOG | 2019 | Bulungan
MP44 | 0011-21 | ULLUSOY | CBOG | 2021 | Bulungan
CK93 | - | GAE | LBS ARESTER |  | Marunda
CK103 | - | EGA | PB |  | Marunda
CPT17 | 2078-19 | ULUSOY ELECTRIC | PB | 2019 | Ciputat
PK67E | 0940.18.214 | EGA | PB 1 | 2018 | Marunda
BK236N | - | SCHENEIDER | KOPEL |  | Marunda
KB196 | 1202.18.214.2018 | EGA | LBS MOTORIZE | 2018 | Bulungan
E56A | 6949 | UNINDO FLUOKIT M | LBS | 1997 | Pondok Gede
PD65 | CI-2018-W40-5-0001 | SCHNEIDER SM6 | LBS | 2018 | Pondok Gede
PD65 | 1871.18.213 | EGA | LBS | 2018 | Pondok Gede
PD65 | 0334.18.234 | EGA | PGC | 2018 | Pondok Gede
TP79 | TP 79 | MERLIN GERLIN SM6 | PMT |  | Cempaka Putih
SP178 | 0679.18.212 (SP178) | KIT 27.2 | LBS | 2018 | Kebon Jeruk
KJ96 | 2019CSF61006 (KJ96) | F & G | PB TRAFO | 2019 | Kebon Jeruk
BDU36K | 502337531/2001-003/2018 | ABB SAFEPLUS | LBS MANUAL | 2018 | Bandengan
BDU29K | 502337531/1001-002/2018 | ABB SAFEPLUS | LBS MOTORIZED | 2018 | Bandengan
DB115 | 2450-19 | ULUSOY | LBS 2 | 2019 | Bandengan
DB114 | CI-2012-W42-7-0023 | SCHNEIDER | LBS 2-MOTORIZE | 2012 | Bandengan
CKG195 | C1-2019-W38-1-0031 | SCHINEIDER | PB | 2019 | Cengkareng
PK53N | - | SCHNEIDER | PB |  | Marunda
KG87 | 50117213 | EGA | PB | 2017 | Marunda
TA73 | Nomor Seri 1283.21.213 | EGA | LBS Motorized | 2021 | Cengkareng
MK138 | W39-2-0014 | SCHNEIDER | LBS | 2018 | Cengkareng
CKG196 | 0395.20.234 | EGA | PGC | 2020 | Cengkareng
GH0086 | 0250.21.213 | EGA | LBS | 2021 | Pondok Kopi
D29N | 0051-21-214 | EGA | PB | 2021 | Menteng
MD50 | - | FLOUKIT M | PGC |  | Marunda
PM274P | 2019CSF63039 | ORMAZABAL | LBS-2 | 2019 | Lenteng Agung
KB486 | 0353.17.213 | EGA | LBS MOTORIZE | 2017 | Bulungan
BC85 | W21.2.0008 | SCHNEIDER | LBS | 2014 | Cengkareng
KL242 | 0246-20 | ULLUSOY | LBS MOTORIZE | 2020 | Bulungan
BK297 | 0577-20 | ULUSOY | LBS | 2021 | Marunda
BK297 | 0984-20 | ULUSOY | LBS | 2021 | Marunda
BK297 | CI-2015-W20-6-0015 | SCHNEIDER SM6 | PB TRAFO | 2015 | Marunda
CK7 | W21-3-0034 | SCHNEIDER | LBS | 2018 | Marunda
K155N | K155N-157618213 | EGA | LBS (MOTORIZE) | 2018 | Kramat Jati
MP175 | 0 | SCHNEIDER | LBS |  | Bulungan
MP175 | 0956.18.214.2018 | EGA | PB | 2018 | Bulungan
TD6B | 1339.13.BL.2013 | SCHNEIDER | LBS | 2013 | Bulungan
KB618 | 0141.21.213 | EGA | LBS MOTORIZE | 2021 | Bulungan
KB618 | 0369-21 | ULLUSOY | CBOM MOTORIZE | 2021 | Bulungan
KB617 | 0165.21.213 | EGA | LBS MOTORIZE | 2021 | Bulungan
BT423 | 46721213 | EGA | LBS | 2020 | Bintaro
BT423 | 5921212 | EGA | LBS |  | Bintaro
BT423 | 22021 | ULUSOY | PB |  | Bintaro
PM140P | C1-2021-W21-4-1402 | SCHNEIDER | LBS | 2021 | Bulungan
PB71 | 0258.21.213 | EGA | LBS | 2021 | Pondok Kopi
GNS38 | GNS38-2.0903-20 | ULUSOY | LBS | 2020 | Bandengan
GNS38 | GNS38-2.0368-21 | ULUSOY | CBOM | 2021 | Bandengan
MB114 | MB114-081220-1 | ULUSOY | LBS | 2020 | Bandengan
MB114 | MB114-0363-21 | ULUSOY | CBOM | 2021 | Bandengan
KS15 | 0448.21.213 | EGA | LBS | 2021 | Menteng
KS15 | 002.21.234 | EGA | CBOM | 2021 | Menteng
MK478N | MK478N-0651-20 | ULUSOY | LBS 1 | 2020 | Bandengan
MK478N | MK478N-1344-20 | ULUSOY | LBS 2 | 2020 | Bandengan
MK478N | MK478N-0229-20 | ULUSOY | PB | 2020 | Bandengan
MK478N | MK478N-1430-20 | ULUSOY | CBO | 2020 | Bandengan
GD57A | 0927.23.213 | EGA | LBS |  | Ciracas
GD57A | 0443.21.213 | EGA | LBS |  | Ciracas
PS165 | PS165-PGC | EGA | PGC |  | Cempaka Putih
CP209 | 0054.21.234 | EGA MOTORIZED | CBO | 2021 | Ciputat
KS15 | 0447.21.213 | EGA | LBS | 2021 | Menteng
JS257 | CI-2020-W07-5-0024 | SCHNEIDER | LBS (MOTORIZED) | 2020 | Pondok Gede
JS257 | CI-2018-W36-5-0044-F2 | SCHNEIDER | ACO | 2018 | Pondok Gede
GD50 | CI.2017.W08.5.0006 | SCHNEIDER SM6 | PB | 2017 | Ciracas
MP239 | NO.CI-2015-W20-3-0046 | SCHNEIDER | LBS |  | Bulungan
TD438 | CI-2020-W20-1-0027 | SCHNEIDER | LBS MOTORIZE | 2020 | Bulungan
BK10 | - | EGA | LBS |  | Marunda
CK179 | 2252-19 | ULUSOY | CBOM | 2020 | Marunda
PL236 | 0712 - 20 | ULUSOY ELECTRIC | LBS | 2020 | Pondok Kopi
TP126 | 35520213 | EGA | LBS MOTORIZE | 2020 | Cempaka Putih
KG254 | - | SCHNEIDER | LBS |  | Marunda
KIOS908 | - | SCHNEIDER | LBS |  | Marunda
CK246 | - | ORMAZABAL | CBOM |  | Marunda
CK246 | - | ORMAZABAL | PB |  | Marunda
D176 | - | SIEMENS | PT | 2003 | Menteng
CK178 | - | ORMAZABAL | PB |  | Marunda
CK237 | - | SCHNEIDER | CBOM |  | Marunda
SP141 | W50-3-0043 | Schneider | LBS | 2016 | Menteng
PK204 | 458202013 | EGA | LBS |  | Marunda
KB178 | 0445.18.214.2017 | EGA | LBS | 2017 | Bulungan
PM250 | 1403-20 | ULUSOY | LBS-2 |  | Lenteng Agung
PIK92 | PIK92-1033-20-01 | ULUSOY ELECTRIC | LBS | 2020 | Bandengan
KG16 | 0229.21.213 | EGA | LBS | 2021 | Marunda
CK5 | 0119.21.214 | EGA | LBS | 2021 | Marunda
GD297 | 826.2 | ULUSOY ELEKTRIK | LBS | 2020 | Ciracas
GD297 | 262.2 | ULUSOY ELEKTRIK | PB | 2020 | Ciracas
MD34 | - | ORMAZABAL | PB |  | Marunda
MD34 | - | ORMAZABAL | PT |  | Marunda
PK162 | - | SCHNEIDER | LBS |  | Marunda
E272 | E272-119018214 | EGA | PB | 2018 | Kramat Jati
JR189 | 0605.15.213 | EGA | LBS | 2015 | Pondok Gede
BC2P | - | ORMAZABAL | LBS |  | Cengkareng
KG178 | - | SCHNEIDER SM6 | KOPEL |  | Marunda
JW42 | 0271.19.214 | EGA | LBS | 2019 | Pondok Gede
CB29 | IDABB418100981 | ABB SAFEPLUS | LBS | 2018 | Ciracas
JR67 | CI-2016-W44-3-0038 | SCHNEIDER SM6 | LBS | 2016 | Pondok Gede
JR67 | CI-2017-W03-5-0007 | SCHNEIDER SM6 | PB | 2017 | Pondok Gede
E248 | E248-161118213 | EGA | LBS (MOTORIZE) | 2018 | Kramat Jati
BK126 | - | EGA | LBS |  | Marunda
JR224 | 1694.17.212 | EGA | LBS | 2017 | Pondok Gede
JR224 | 1693.17.212 | EGA | PB | 2017 | Pondok Gede
JR6 | 1417.17.213 | EGA | LBS | 2017 | Pondok Gede
PD18 | CV06-5126/018 | SIEMENS | LBS | 1993 | Pondok Gede
MN50 | CI-2017-W05-5-0007 | SCHNEIDER SM6 | LBS | 2017 | Pondok Gede
MN50 | CI-2017-W43-2-0032 | SCHNEIDER SM6 | LBS | 2017 | Pondok Gede
E131 | 0127.19.213 | EGA | LBS | 2019 | Ciracas
E131 | 0300.19.214 | EGA | PB | 2019 | Ciracas
E131 | 1501.13.BF | EGA | PB | 2013 | Ciracas
PD15 | CV06-5094/016 | SIEMENS | LBS | 1992 | Pondok Gede
B43C | B43C-05 | EGA | LBS MANUAL | 2018 | Bandengan
BK271 | CI-2018-W34-4-0042 | SCHNEIDER | LBS | 2018 | Marunda
BK270 | 2849.13.BL | EGA | PB | 2013 | Marunda
KB609 | 345/117/213/2017 | EGA | LBS MOTORIZE | 2017 | Bulungan
CN116 | C1-2016-W22-4-0034 | SCHNEIDER | LBS | 2016 | Ciputat
CP261 | CSF.63032 | ORMAZABAL | LBS | 2019 | Ciputat
CP261 | CSF.61019 | ORMAZABAL | PB | 2019 | Ciputat
KDR317 | 0271.18.234 | EGA | PGDB | 2018 | Cengkareng
CP384 | 0721.15.209 | EGA | LBS | 2015 | Ciputat
TD261 | - | FLUOKIT M | LBS | - | Ciputat
KDR316 | C1-2018-W40-3-0042 | SCHINEIDER | LBS MAN | 2018 | Cengkareng
KDR316 | 0035.19.214 | EGA | PB | 2019 | Cengkareng
E438 | E438-023619214 | EGA | PB TRAFO | 2019 | Kramat Jati
GD436 | 0318.19.214 | EGA | PB | 2018 | Ciracas
GD445 | CI.2018.W30.2.0039 | SCHNEIDER | PGC | 2018 | Ciracas
CP135 | 0765.18.212 | EGA | LBS | 2018 | Ciputat
CP320 | CSF.61014 | ORMAZABAL | PB | 2019 | Ciputat
MN48 | T73005555599-0149 | SIEMENS | LBS | 2018 | Pondok Gede
PK262 | 5001-045 | ABB SAFEPLUS | PB | 2018 | Marunda
MP239 | C1-2015-W39-6-0003 | SCHNEIDER | CBOM MOTORIZE | 2015 | Bulungan
DK187 | 0066.19.214 | EGA | PB | 2019 | Cengkareng
GH0225A | 1532.17.212 | EGA | KOPEL B&A | 2017 | Cengkareng
GH0225A | 0818.16.213 | EGA | LBS MOT | 2016 | Cengkareng
E159 | 1958.18.213 | EGA | LBS | 2018 | Ciracas
JS181 | SM1117068CI | SCHNEIDER SM6 | LBS | 2011 | Pondok Gede
GD9 | - | ORMAZABAL | LBS |  | Ciracas
GD299P | SM1030108.CI | SCHNEIDER SM6 | LBS |  | Ciracas
GD364 | 0339.19.214 | EGA | PB |  | Ciracas
PL270 | 1001-008 | ABB SAFEPLUS | LBS | 2019 | Pondok Kopi
KPK61K | 201715F63281 | AEP | LBS |  | Bandengan
KPK61K | 2018CSF63282 | AEP | PB |  | Bandengan
GH0110 | 0190.19.213 | EGA | LBS | 2019 | Pondok Kopi
CK251 | - | SCHNEIDER COMPACT | PB |  | Marunda
PS197 | 2019CSF63170 | F & G | PMT | 2019 | Cempaka Putih
TD23L | 176048 | FLOUKIT M | LBS |  | Ciputat
CP11A | 162917213 | EGA | LBS |  | Ciputat
PML30 | C1-2019-W50-3-1401 | SCHNEIDER | LBS | 2019 | Ciputat
KD50N | CI-2014-W38-3-0008 | SCHNEIDER | CBOM | 2014 | Pondok Kopi
CGR57 | 1835-13-BL | EGA | LBS-1 |  | Lenteng Agung
CGR57 | CI-2016-W16-1-0006 | SCHNEIDER | LBS-2 |  | Lenteng Agung
CK44C | - | SIEMENS | LBS |  | Marunda
PM144 | CI-2016-W16-1-0040 | SCHNEIDER | PB-3 | 2016 | Lenteng Agung
KJ196 | CI-2018-W31-1-0038 | SCHNEIDER | PB |  | Kebon Jeruk
SP98 | CV06-5140/012 | SCHNEIDER | LBS | 2007 | Kebon Jeruk
K279P | 2019CSF63048 | ORMAZABAL | LBS MOTORIZE | 2019 | Menteng
K282P | CI-2019-W32-3-1403. | Schneider SM6 | LBS RMU |  | Menteng
KB287 | CI-2019-W26-1-0040 | Schneider SM6 | LBS MOTORIZE | 2019 | Menteng
KL240 | 0491.16.213 | EGA | LBS MOTORIZE | 2016 | Bulungan
D61 | - | SCHNEIDER RM6 | PMT |  | Menteng
SN71 | 0137.17.212.2017 | EGA | LBS MOTORIZE | 2017 | Bulungan
GH0085 | 0241.17.213 | EGA | LBS | 2017 | Pondok Kopi
TP108N | ULUSOYELECTRIC/PMT/KOPEL1 | ULUSOY ELECTRIC | PMT |  | Cempaka Putih
CN138 | 1524S126 | ORMAZABAL | LBS | 2015 | Ciputat
MK442 | KOPEL-MK442 | SCHNEIDER | KOPEL |  | Bandengan
GH0095 | 0415.15.213 | EGA | LBS | 2015 | Pondok Kopi
KB372N | C1.2020.W13.3.0079 | SCHNEIDER | LBS MOTORIZE | 2020 | Bulungan
KB202 | 0207.18.284.2028 | EGA | CBOM MOTORIZE | 2018 | Bulungan
CK255 | 0990-20 | ULUSOY | LBS | 2021 | Marunda
GH0175 | 1550.16.213 | EGA | LBS | 2016 | Marunda
PL277 | 1080-20 | ULUSOY ELECTRIC | LBS | 2020 | Pondok Kopi
BK82 | - | EGA | LBS |  | Marunda
PP2 | 1482-20 | ULLUSOY | CBOM MOTORIZE | 2020 | Bulungan
PGS12 | - | EGA | LBS | 2021 | Marunda
PGS12 | - | EGA | LBS | 2021 | Marunda
KB615 | 0019-21 | ULLUSOY | CBOM | 2021 | Bulungan
BK67 | - | MERLIN GERIN | LBS |  | Marunda
TB45 | TB45_SB-2011-W16-4-0030 | SCHNEIDER | LBS | 2011 | Jatinegara
MK423 | MK423_PB2_022020 | ULUSOY | PB TRAFO | 2020 | Bandengan
BK267 | - | EGA | PB |  | Marunda
K155N | K155N-SM0401327 | MG | CBOG | 2004 | Kramat Jati
K155N | K155N-167018213 | EGA | LBS (MOTORIZE) | 2018 | Kramat Jati
BDU39 | T73005032314-0037/2017 | SIEMENS | ACO (KOPEL) | 2017 | Bandengan
CK20I | - | SIEMENS | PB |  | Marunda
MD22 | - | SIEMENS | KOPEL |  | Marunda
PM226 | PM226 | SCHNEIDER | KOPEL ACO-1 |  | Lenteng Agung
PM217 | PM217 | SCHNEIDER | LBS-3 |  | Lenteng Agung
SP80 | RMU 1993/251 | F&G | PB |  | Kebon Jeruk
GD74 | 1950.18.213 | EGA | LBS |  | Ciracas
GD308 | 2018CSF661000 | ORMAZABAL | PB |  | Ciracas
MP139 | PBL17121146/2018 | EGA | LBS |  | Bulungan
KB509 | 0034.0079.0072 / 2020 | SCHNEIDER | CBO |  | Bulungan
BK285 | - | ABB SAFEPLUS | KOPEL |  | Marunda
CD419 | 920352 | ULUSOY | PB |  | Bintaro
PM263 | 1354-19 | ULLUSOY | LBS | 2019 | Bulungan
MB110 | - | SCHNEIDER SM6 | CBO |  | Bandengan
PGL41 | C1-2020-W08-2-0052 | SCHNEIDER | LBS(KOPEL2) | 2020 | Pondok Kopi
BK230 | - | SCHNEIDER | CBOM |  | Marunda
KDR179 | 2019CSF63148 | ORMAZABAL | LBS |  | Cengkareng
BTC27 | 23622/102/11/02/EG | EGA | PB | 2019 | Cengkareng
DK206 | 1015-18-214 | EGA | PB | 2013 | Cengkareng
LA1 | CI-2019-W05-2-0024 | SCHNEIDER | PGDB-1 |  | Lenteng Agung
MD1 | - | FLOUKIT M | LBS ARESTER |  | Marunda
D142 | - | EGA | LBS MOTORIZE | 2016 | Menteng
KM82 | 0912.16.213 | EGA | LBS MOTORIZE | 2016 | Jatinegara
PM215 | C1-2015-W37-4-0032 | SCHNEIDER | LBS MANUAL | 2015 | Jatinegara
PM215 | 1610.18.213 | EGA | LBS | 2018 | Jatinegara
BT426 | 2367-19 | ULUSOY | LBS | 2019 | Bintaro
BT426 | 2370-19 | ULUSOY | LBS | 2019 | Bintaro
BT424 | 2243-19 | ULUSOY | LBS | 2019 | Bintaro
BT424 | 1142-19 | ULUSOY | PB | 2019 | Bintaro
JS67 | 1035-20 | ULUSOY ELECTRIC | LBS | 2020 | Pondok Gede
KJ142 | 0178.19.212 (KJ142) | FLOUKIT M | LBS | 2019 | Kebon Jeruk
KJ142 | CI-2018-W35-1-0020_KJ142 | FLOUKIT M | LBS | 2018 | Kebon Jeruk
KJ190 | CI-2019-W01-1-0006_KJ190 | SCHNEIDER | LBS | 2019 | Kebon Jeruk
KJ96 | 2018CSF63249 (KJ96) | F & G | LBSM | 2018 | Kebon Jeruk
SP16 | 2019CSF63005 (SP16) | F&G | LBSM | 2019 | Kebon Jeruk
KJ9 | 2019CSF63251 (KJ9) | ORMAZABAL | LBSM | 2019 | Kebon Jeruk
KJ9 | 2018CSF61003 (KJ9) | ORMAZABAL | PB TRAFO I | 2018 | Kebon Jeruk
D58N | 2019CSF61027 (D58N) | ORMAZABAL | PB TRAFO | 2019 | Kebon Jeruk
KJ131 | 2019CSF63017 (KJ131) | ORMAZABAL | LBSM | 2019 | Kebon Jeruk
KJ131 | 2018CSF61016 (KJ131) | ORMAZABAL | PB TRAFO | 2018 | Kebon Jeruk
SP9A | CI-2019-W17-3-0037_SP9A | EGA | PB TRAFO II | 2019 | Kebon Jeruk
KJ53 | 2019CSF63034 (KJ53) | SIEMENS | LBS | 2019 | Kebon Jeruk
KJ53 | 2018CSF61001 (KJ53) | SIEMENS | PB TRAFO | 2018 | Kebon Jeruk
KJ422 | CI-2019-W28-4-0023-KJ422 | SCHNEIDER | PB TRAFO | 2019 | Kebon Jeruk
CPT11 | 0009.19.214 | EGA | PB | 2018 | Ciputat
CN33 | 26516.214 | EGA | LBS | 2017 | Ciputat
CN33 | 0209.16.213 | EGA | LBS | 2017 | Ciputat
E442 | 2019CSF61096 | ORMAZABAL | PB TRAFO | 2019 | Kramat Jati
KJ423 | CI-2019-W28-5-0019-KJ423 | SCHNEIDER | LBS | 2019 | Kebon Jeruk
PM358 | 1940.18.213 | EGA | LBS-1 |  | Lenteng Agung
PM358 | 0628.18.212 | EGA | LBS-2 |  | Lenteng Agung
PM358 | 1264.18.214 | EGA | PB-1 |  | Lenteng Agung
PLUJ01 | PLUJ01-CSF63006-01 | ORMAZABAL | LBS | 2018 | Bandengan
PLUJ01 | PLUJ01-CSF61119-01 | ORMAZABAL | LBS | 2018 | Bandengan
PLUJ01 | PLUJ01-CSF63022-01 | ORMAZABAL | PB | 2018 | Bandengan
GNS34K | GNS34K-502337531-01 | ABB SAFEPLUS | LBS | 2018 | Bandengan
GNS34K | GNS34K-502337531-01-02 | ABB SAFEPLUS | LBS | 2018 | Bandengan
GNS34K | GNS34K-502337531-3001 | ABB SAFEPLUS | PB |  | Bandengan
DMC1 | CI-2019-W25-4-0080 | SCHINEIDER | PGDB | 2019 | Cengkareng
KJ426 | 1118 â€“ 19-KJ426 | ULUSOY | TP | 2019 | Kebon Jeruk
PM272 | PM272P | ORMAZABAL | LBS-1 |  | Lenteng Agung
PM272 | PM272P | ORMAZABAL | LBS-2 |  | Lenteng Agung
JR84 | 19399 | GAE | PB |  | Ciracas
JR84 | 1650.17.213 | EGA | LBS |  | Ciracas
JS220 | SM0900642 | SCHNEIDER | LBS |  | Pondok Gede
JR33 | 502541141/2001-036 | ABB SAFEPLUS | LBS MOTORISED | 2019 | Pondok Gede
JR33 | 502541141/2001-037 | ABB SAFEPLUS | LBS MOTORISED | 2019 | Pondok Gede
CB141 | CI.2018.W28.1.0031 | SCHNEIDER SM6 | LBS |  | Ciracas
TB5 | IDABB419010136 | ABB | LBS | 2018 | Jatinegara
D394 | CL-2019-W34-3-0011 | SCHNEIDER | PMT | 2019 | Menteng
E15N | E15N-W4130075 | SCHNEIDER | CBOG | 2019 | Kramat Jati
E129 | E129-024916214 | EGA | PB TRAFO | 2016 | Kramat Jati
E56A | 6680 | UNINDO FLUOKIT M | PB | 1997 | Pondok Gede
E267 | E267-W0240035 | SCHNEIDER | CBOG | 2019 | Kramat Jati
KM18 | CI-2019-W22-2-0013 | SCHNEIDER | LBS | 2019 | Jatinegara
SP99 | 9365208 | ORMAZABAL | LBS |  | Kebon Jeruk
KJ67 | 1668.17.234-KJ67 | EGA | CBO |  | Kebon Jeruk
E369 | E369-W3830074 | SCHNEIDER | CBOG | 2019 | Kramat Jati
KB267B | 1194.18.214 | EGA | PB | 2018 | Bulungan
KB267B | 1049.18.214 | EGA | PB | 2018 | Bulungan
JR236 | CI-2020-W07-4-0025 | SCHNEIDER | LBS MOTORISED | 2020 | Pondok Gede
JR236 | CI-2019-W16-6-0074 | SCHNEIDER | PB | 2019 | Pondok Gede
KJ147 | 1654.13.BF-KJ147 | EGA | CBO |  | Kebon Jeruk
PK101F | - | SCHNEIDER | LBS |  | Marunda
PK101F | - | SCHNEIDER | PGC |  | Marunda
BK289 | - | ULUSOY | LBS |  | Marunda
BK289 | - | SCHNEIDER | PB |  | Marunda
KG113 | 145398 | UINNDO/FLOUKIT M | LBS |  | Marunda
KG132 | 0202-15-211 | EGA | LBS | 2015 | Marunda
PK103B | IEC62271-200 | SCHNEIDER | PB | 2019 | Marunda
GD448 | CI.2019.W40.3.0020 | SCHNEIDER SM6 | PB | 2019 | Ciracas
KPK67K | KPK67K-02 | ORMAZABAL | LBS 2 |  | Bandengan
CK36 | - | EGA | PB |  | Marunda
PM107 | 0 | SCHNEIDER | PB |  | Bulungan
MK138 | W40-1-0036 | SCHINEIDER | KOPEL | 2018 | Cengkareng
MP20 | 0352.20.213 | EGA | LBS MOTORIZE | 2020 | Bulungan
KB505 | C1.2018.W14.1.0049 | SCHNEIDER | LBS | 2018 | Bulungan
KB505 | C1.2018.W08.3.0049 | SCHNEIDER | CBOM MOTORIZE | 2018 | Bulungan
PL277 | 1894-19 | ULUSOY ELECTRIC | PB | 2019 | Pondok Kopi
PIK61 | PIK61-1926S117 | ORMAZABAL | LBS 1 | 2020 | Bandengan
BK248 | - | ORMAZABAL PANJANG | LBS |  | Marunda
BK248 | - | ORMAZABAL PANJANG | LBS |  | Marunda
MP103 | DMICI-2019.w33-5-0071 | SCHNEIDER | CBOM MOTORIZE | 2019 | Bulungan
KDR27(GARSUN) | IDABB420030261 | ABB | LBS | 2018 | Cengkareng
KP35 | - | SIEMENS | PB |  | Marunda
BBL2C | 61076 | ORMAZABAL | PB | 2017 | Cengkareng
MP21 | 1666.18.214.2018 | EGA | LBS | 2018 | Bulungan
MP21 | 0452.18.21.8.2018 | EGA | PB | 2018 | Bulungan
K94 | W29-6-0001 | Schneider Manual | CBOM | 2012 | Menteng
BK150 | - | ORMAZABAL | PB |  | Marunda
PK204 | 35820213 | EGA | LBS |  | Marunda
GD348 | 2019CSF63307 | ORMAZABAL | LBS |  | Ciracas
E349 | E349 -CSF63247 | ORMAZABAL | LBS | 2019 | Kramat Jati
E400 | E400-CSF60041 | ORMAZABAL | LBS | 2019 | Kramat Jati
E400 | E400-CSF63298 | ORMAZABAL | LBS | 2019 | Kramat Jati
JS149P | 0059.21.214 | EGA | PB | 2021 | Pondok Gede
JS149P | 0062.21.213 | EGA | LBS | 2021 | Pondok Gede
CK102 | - | EGA | LBS |  | Marunda
MD34 | - | ORMAZABAL | CBOM |  | Marunda
GD363 | 0082.21.214 | EGA | PB |  | Ciracas
GD309P | 0022.21.213 | EGA | LBS |  | Ciracas
GD309P | 0098.21.214 | EGA | PB |  | Ciracas
CK139 | - | ABB | PT |  | Marunda
KL98 | 2019.CSF60044 | ORMAZABAL | CBOM MOTORIZE | 2019 | Bulungan
KL98 | 2019.CSF62030 | ORMAZABAL | PB | 2019 | Bulungan
KL98 | 2019.CSF63376 | ORMAZABAL | LBS | 2019 | Bulungan
KL98 | 2019.CSF61180 | ORMAZABAL | PT | 2019 | Bulungan
GD14A | 83320 | ULUSOY ELEKTRIK | LBS |  | Ciracas
GD361P | 0019.21.213 | EGA | LBS |  | Ciracas
GD361P | 0020.21.213 | EGA | LBS |  | Ciracas
GD361P | 0089.21.214 | EGA | PB |  | Ciracas
PK12A | - | SCHNEIDER | LBS |  | Marunda
MG37 | W40-1-1402 | Schneider | LBS | 2020 | Menteng
E231 | 0146.18.214 | EGA | PB | 2018 | Pondok Gede
JW33 | 23483/102/11/01/E6 | GAE | LBS | 2011 | Pondok Gede
E138A | 14470 | UNINDO FLUOKIT M24+ | LBS | 2011 | Pondok Gede
E138A | SM1011076CI | SCHNEIDER SM6 | PB II |  | Pondok Gede
GH0121 | W40-1-0014 | SCHNEIDER | LBS | 2015 | Pondok Kopi
JR100 | 021016.213 (MOT) | EGA | LBS | 2016 | Pondok Gede
E12Y | E12Y-088918214 | EGA | PB | 2018 | Kramat Jati
JS116P | 500411660/3001-02 | ABB SAFEPLUS | LBS | 2011 | Pondok Gede
E205D | - | SCHNEIDER | CBOG | - | Pondok Gede
PD9 | CI-2017-W05-1-0019 | SCHNEIDER SM6 | PB | 2017 | Pondok Gede
JS213 | CI.2017.W44.3.0019 | SCHNEIDER SM6 | PB | 2017 | Pondok Gede
E108S | CI.2012.W40.2.0017 | SCHNEIDER SM6 | LBS | 2012 | Pondok Gede
E108S | CI.2012.W41.5.0025 | SCHNEIDER SM6 | LBS | 2012 | Pondok Gede
PK192 | 0960.18.214 | EGA | PB 2 | 2018 | Marunda
PK38A | 0965.18.214 | EGA | PB 1 | 2018 | Marunda
PK38A | 1034.18.214 | EGA | PB 2 | 2018 | Marunda
PK38A | 1046.18.214 | EGA | PB 3 | 2018 | Marunda
PK52B | 3178.17.213 | EGA | LBS | 2017 | Marunda
PK52B | 3488.17.213 | EGA | LBS | 2017 | Marunda
CK93 | IEC 62271-200 | SCHNEIDER SM6 | LBS |  | Marunda
JW39 | 1323 | UNINDO FLUOKIT M | LBS | 2001 | Pondok Gede
BN51 | 1566-18-213 | EGA | LBS MOTORIZE | 2018 | Menteng
BN51 | CI-2019-W02-4-0034 | EGA | CBOM | 2018 | Menteng
JS129P | R0231341SF | MERLIN GERLIN RM6 | LBS | 2016 | Pondok Gede
JS129P | R0231341SF | MERLIN GERLIN RM6 | LBS | 2016 | Pondok Gede
JS129P | R0231341SF | MERLIN GERLIN RM6 | PB | 2016 | Pondok Gede
JW18 | CI-2016-W02-2-0032 | SCHNEIDER SM6 | LBS | 2016 | Pondok Gede
PD46 | CI.2015.W44.4.0022 | SCHNEIDER SM6 | CBOG | 2015 | Pondok Gede
GD344 | CI.2018.W42.1.0062 | SCHNEIDER SM6 | - | 2018 | Ciracas
KJ421 | CI-2018-W44-1-0003_KJ421 | SCHNEIDER | LBS | 2018 | Kebon Jeruk
PP89 | RETROFIT | SCHNEIDER | LBS |  | Bulungan
SP142 | 0265.19.213 | EGA | LBS Motorized | 2019 | Menteng
SP56 | CI-2019-W37-5-0039 | Schneider SM6 | LBS Motorized | 2019 | Menteng
SP56A | CI-2019-W26-5-0009 | Schneider SM6 | LBS Motorized | 2019 | Menteng
KN248 | CI-2019-W41-5-0007 | Schneider SM6 | LBS MOTORIZE |  | Menteng
KS1A | 2019CSF63157 | ORMAZABAL | LBS MOTORIZE | 2019 | Menteng
KS20 | CI-2019-W06-1-0043 | Schneider SM6 | CBOG (MP) | 2019 | Menteng
KS20 | CI-2017-W20-1-0026 | Schneider SM6 | LBS MOTORIZE | 2019 | Menteng
KS20 | CI-2016-W50-2-0044 | Schneider SM6 | LBS MOTORIZE | 2019 | Menteng
KS39 | CI-2019-W11-2-0010 | Schneider SM6 | CBOG | 2019 | Menteng
KS39 | 1220.18.213 | EGA | LBS MOTORIZE | 2018 | Menteng
KS39 | CI-2017-W40-3-0104 | Schneider SM6 | LBS MOTORIZE | 2017 | Menteng
KS59 | CI-2017-W44-1-0014 | Schneider SM6 | LBS MOTORIZE | 2017 | Menteng
KS64 | CI-2019-W11-3-0043 | Schneider SM6 | CBOG | 2019 | Menteng
KS83 | CI-2019-W29-6-0075 | Schneider SM6 | CBOG | 2019 | Menteng
KS83 | CI-2019-W31-2-0005 | Schneider SM6 | LBS MOTORIZE | 2019 | Menteng
KS38 | CI-2019-W11-2-0007 | Schneider SM6 | CBOG | 2019 | Menteng
BK150 | - | ORMAZABAL | LBS |  | Marunda
PB69 | 0248.21.213 | EGA | LBS | 2021 | Pondok Kopi
E139 | 0065.21.214 | EGA | PB TRAFO 1 | 2021 | Pondok Kopi
CK97 | - | EGA | LBS |  | Marunda
CK97 | - | EGA | CBOG |  | Marunda
KB127N | 0093.21.214 | EGA | PB | 2021 | Jatinegara
CB19P | 0085.21.214 | EGA | PB | 2021 | Ciracas
KB474 | 0151.21.213 | EGA | CBOM MOTORIZE | 2021 | Bulungan
CB20 | 202308268/1001-004 | ABB SAFEPLUS | LBS |  | Ciracas
E275N | E275N-CI2019W3920020 | SCHNEIDER | ACO TM | 2019 | Kramat Jati
JR63 | CI.2017.W17.3.0018 | SCHNEIDER SM6 | CBOG | 2017 | Pondok Gede
SP145 | CI-2017-W02-5-0022_SP145 | EGA | LBS | 2017 | Kebon Jeruk
KJ297 | CI-2018-W19-6-0039_KJ297 | GAE | LBS | 2018 | Kebon Jeruk
SP17A | CI-2018-W40-4-0051_SP17A | SCHNEIDER | LBSM | 2018 | Kebon Jeruk
SP17A | CI-2019-W15-2-0027_SP17A | SCHNEIDER | PB TRAFO II | 2019 | Kebon Jeruk
SP9A | CI-2019-W17-3-0077_SP9A | KIT 25 | PB TRAFO I | 2019 | Kebon Jeruk
KJ100 | CI-2019-W15-2-0071_KJ100 | EGA | PB TRAFO | 2019 | Kebon Jeruk
KJ115 | 1652.17.212 (KJ115) | GAE | PB | 2017 | Kebon Jeruk
KJ6 | CI-2019-W19-5-0018_KJ6 | KIT 27.2 | LBS | 2019 | Kebon Jeruk
BT406 | 0256.19.214 | EGA | PB | 2019 | Bintaro
CD239 | CI-2019-W32-5-0009 | SCHNEIDER | LBS | 2019 | Bintaro
BK286 | 85898 | EGA | LBS |  | Marunda
BK286 | - | SCHNEIDER | LBS |  | Marunda
BK287 | - | SCHNEIDER COMPACT | LBS |  | Marunda
T24B | SB-2011-W21-6-0024 | SCHNEIDER RM6 | PB | 2011 | Jatinegara
KB196 | CI2018.W32.2.0060 | SCHNEIDER | LBS | 2018 | Bulungan
B431P | 0147.19.212/2019 | EGA | LBS MANUAL | 2019 | Bandengan
SP145 | CI-2017-W31-4-0004_SP145 | SCHNEIDER | PB TRAFO I |  | Kebon Jeruk
D83 | 0690.18.212 | KIT 27.2 | LBS | 2018 | Kebon Jeruk
D83 | 0821.18.212 (D83) | ABB | LBS | 2018 | Kebon Jeruk
D83 | 1641.18.214 (D83) | KIT 27.2 | PB TRAFO | 2018 | Kebon Jeruk
KJ84 | CI-2019-W04-5-0021_KJ84 | SCHNEIDER | LBS | 2019 | Kebon Jeruk
KB425N | C1.2018.W31.1.0027 | SCHNEIDER | LBS MOTORIZE | 2018 | Bulungan
PL12 | CI-2019-W30-3-0010 | SCHNEIDER | PB | 2019 | Pondok Kopi
GD364 | CI.2019.W21.5.0026 | SCHNEIDER SM6 | PB |  | Ciracas
GD364 | CI.2017.W37.4.0012 | SCHNEIDER SM6 | LBS |  | Ciracas
PM107 | CI-2019-W29-2-0072 | SCHNEIDER | CBOM MOTORIZE | 2019 | Bulungan
TD13A | CI-2017-W42-2-0003 | SCHNEIDER | LBS | 2017 | Bulungan
SP16J | 11894_SP16J | EGA | PB TRAFO | 2017 | Kebon Jeruk
E267 | E267-W0310011 | SCHNEIDER | LBS (MOTORIZE) | 2019 | Kramat Jati
GH0191 | 1390.17.213 | EGA | LBS | 2017 | Pondok Kopi
GH0191 | 18041291 | EGA | LBS | 2018 | Pondok Kopi
MP241 | CI-2019-W40-1-0083 | SCHNEIDER | CBOM MOTORIZE | 2019 | Bulungan
BTC25 | 1370 | FLUOKIT M | LBS AR | 2019 | Cengkareng
MB108 | NO PLAT | SCHNEIDER SM6 | ACO/SACO | 2019 | Bandengan
JR189 | 0332.15.214 | EGA | PB | 2015 | Pondok Gede
CK171 | S/N 1805433 | EGA | PB | 2018 | Marunda
JR35 | CI-2017-W21-2-0032 | SCHNEIDER SM6 | CBOG | 2017 | Pondok Gede
JR35 | 0612.17.214 | EGA | PB | 2017 | Pondok Gede
JR87P | R0418219SF | MERLIN GERLIN RM6 | LBS | - | Pondok Gede
E138B | 1308.13.BL | EGA | LBS | 2013 | Pondok Gede
E138B | 584.13.BF | EGA | PB | 2013 | Pondok Gede
JS122P | 1034133 | SCHNEIDER SM6 | LBS | 2016 | Pondok Gede
JS122P | CI-2016-W35-4-0021 | SCHNEIDER SM6 | PB | 2016 | Pondok Gede
PM57N | PM57N | EGA | LBS-3 |  | Lenteng Agung
GD159 | 2632.17.213 | EGA | LBS | 2017 | Ciracas
GD159 | 1488.18.214 | EGA | PB | 2018 | Ciracas
GD245 | CI.2017.W042.1.0015 | SCHNEIDER SM6 | LBS | 2017 | Ciracas
GD245 | 95275037 | MERLIN GERIN SM6 | BI | 1995 | Ciracas
GD431 | 0245.18.234 | EGA | PGC | 2016 | Ciracas
E69N | E69N-056315213 | EGA | LBS (MOTORIZE) | 2015 | Kramat Jati
E69N | E69N-039618234 | EGA | CBOG | 2018 | Kramat Jati
JS203 | 0178.19.213 | EGA | PB | 2019 | Pondok Gede
JS71 | 1780.18.212 | EGA | LBS | 2018 | Pondok Gede
E52B | E52B-73005063640058 | SIEMENS | LBS | 2017 | Kramat Jati
AB221 | AB221_LBS | EGA | LBS MOTORIZE |  | Bandengan
GD314 | IDABB418100950 | ABB SAFEPLUS | LBS |  | Ciracas
GD314 | IDABB418101003 | ABB SAFEPLUS | PB |  | Ciracas
JW28 | 500411660/4021-07 | ABB SAFEPLUS | PB | 2011 | Pondok Gede
E210 | CI-2016-W05-3-0001 | SCHNEIDER SM6 | PB | 2016 | Pondok Gede
E218 | SM0942059CI | SCHNEIDER SM6 | LBS | 2009 | Pondok Gede
JS79 | 265514213 | EGA | LBS | 2017 | Pondok Gede
GD112 | CI.2018.W43.1.0040 | SCHNEIDER SM6 | LBS |  | Ciracas
GD112 | 1679.17.214 | EGA | PB |  | Ciracas
MD28 | - | GAE | LBS |  | Marunda
CD405 | 5025 76928/7001-012 | ABB | LBS | 2019 | Bintaro
CD405 | 5025 76928/6001-005 | ABB | PB | 2019 | Bintaro
PM217 | PM217 | SCHNEIDER | KOPEL |  | Lenteng Agung
BT417 | IDABB41908030 | ABB | LBS | 2019 | Bintaro
BT417 | IDABB419080949 | ABB | PB | 2019 | Bintaro
CD418 | IDABB419080953 | ABB | PB | 2019 | Bintaro
BK290 | - | ULUSOY | LBS |  | Marunda
CK180 | - | ORMAZABAL | PB |  | Marunda
PS31 | EGA / PB 2 / PB 2 | EGA | PB 2 |  | Cempaka Putih
JR238 | CL-2020-W08-1-0025 | SCHNEIDER | LBS (MOTORIZED) | 2020 | Pondok Gede
JR238 | CL-2019-W28-3-0022 | SCHNEIDER | PB | 2019 | Pondok Gede
MP232 | IMCI-2017.W.W52.2-0052 | SCHNEIDER | LBS | 2017 | Bulungan
MP232 | IMCI-2017.W52.2.0051 | SCHNEIDER | LBS | 2017 | Bulungan
CKG35P | C1-2019-W40-5-1402 | SCHINEIDER | LBS MOT | 2019 | Cengkareng
KPK63 | W29.6.0052 | SCHNEIDER | PGC |  | Bandengan
CK231 | - | SCHNEIDER | CBOM |  | Marunda
SP241 | -SP241 | MG | CBO |  | Kebon Jeruk
KJ365 | CI-2015-W53-1-0018 | SCHNEIDER | PGC |  | Kebon Jeruk
BK290 | - | EGA | PB |  | Marunda
MB79 | CI-2018-W41.1.0057 | SCHNEIDER SM6 | LBS MANUAL | 2018 | Bandengan
BK152 | - | ORMAZABAL | PB |  | Marunda
E301P | 1254.18.0214 | EGA | LBS MOTORISED | 2018 | Pondok Gede
KB556 | C1-2019-W25-9-0019 | SCHNEIDER | LBS | 2019 | Bulungan
TD295 | CI-2019-W43-1-1405 | SCHNEIDER | PB | 2019 | Bulungan
GD56 | CI.2020.W08.2.0073 | SCHNEIDER SM6 | PGC | 2020 | Ciracas
GD105 | CI.2015.W26.4.0018 | SCHNEIDER SM6 | LBS | 2015 | Ciracas
GD105 | CI.2019.W30.5.0001 | SCHNEIDER SM6 | LBS | 2019 | Ciracas
GD105 | CI.2020.W08.2.0050 | SCHNEIDER SM6 | LBS | 2020 | Ciracas
PP5 | 0 | SCHNEIDER | PB |  | Bulungan
BTC40 | 1590-19 | ULUSOY | LBS | 2019 | Cengkareng
BTC40 | CI-2019-W28-4-0012 | SCHINEIDER | PB | 2019 | Cengkareng
BDA43 | CI-2019-W2407-19 | ULUSOY | LBS | 2019 | Cengkareng
KD94 | 2428-19 | ULUSOY | LBS | 2019 | Pondok Kopi
GH0191 | CI-2015-W11-3-0036 | SCHNEIDER | LBS | 2015 | Pondok Kopi
GD50 | CI.2017.W30.3.0002 | SCHNEIDER SM6 | PB | 2017 | Ciracas
PML36 | 2408-19 | ULUSOY | LBS | 2019 | Ciputat
PML36 | 2390-19 | ULUSOY | LBS | 2019 | Ciputat
CP181 | C1-2019-W41-1-0075 | SNEIDER | CBOG | 2019 | Ciputat
BDA23 | C1-2019-W41-2-1401 | SCHINEIDER | LBS | 2019 | Cengkareng
DK23S | - | SCHINEIDER | LBS | - | Cengkareng
DK25S | C1-2018-W23-01-0005 | SCHINEIDER | LBS | 2018 | Cengkareng
KL111 | SM6-QMIAC12.5 | SCHNEIDER | PB | 2020 | Bintaro
TD94C | 2019CSF63144 | Ormazabal | LBS | 2019 | Bulungan
DB113 | W39-3-0002 | SCHNEIDER | LBS |  | Bandengan
MP149 | 1926S111 | ORMAZABAL | PB |  | Bulungan
KB275A | 192850143 | ORMAZABAL | LBS |  | Bulungan
MK138 | W44-1-0026 | SCHINEIDER | LBS | 2018 | Cengkareng
JS152P | SM1113016CI | SCHNEIDER | PB |  | Pondok Gede
KDR327 | 0425-20 | ULUSOY | LBS | 2020 | Cengkareng
KDR327 | CI-2019-W40-5-0009 | SCHINEIDER | PB | 2019 | Cengkareng
AB258P | AB258P-CL-2019-W25-4-1402 | SCHENEIDER | LBS 2 | 2019 | Bandengan
KP10 | - | SCHNEIDER | LBS |  | Marunda
E225 | - | SCHNEIDER | ACO2 | 2018 | Pondok Gede
MN9 | MN9 | SCHENAIDER | LBS (MOTORIZE) | 2019 | Kramat Jati
MN9 | MN9-102020 | ULUSOY | LBS (MOTORIZE) | 2020 | Kramat Jati
MK291 | 2019CSF62019 | ORMAZABAL | PT | 2019 | Bandengan
GH0085 | 1390.17.213 | EGA | LBS | 2017 | Pondok Kopi
PL276 | 0961-20 | ULUSOY ELECTRIC | LBS | 2020 | Pondok Kopi
GH0085 | 0280.17.213 | EGA | LBS | 2017 | Pondok Kopi
GH0607 | CI-2015-W15-2-0023 | SCHNEIDER | LBS | 2015 | Pondok Kopi
GH0607 | CI-2012-W42-2-0033 | SCHNEIDER | LBS | 2012 | Pondok Kopi
GH0607 | CI-2012-W39-5-0030 | SCHNEIDER | LBS | 2012 | Pondok Kopi
TP108N | ULUSOYELECTRIC/PMT/KOPEL1 | ULUSOY ELECTRIC | PMT |  | Cempaka Putih
TP108N | ULUSOYELECTRIC/PMT/KOPEL1 | ULUSOY ELECTRIC | PMT |  | Cempaka Putih
TP108N | ULUSOYELECTRIC/PMT/KOPEL1 | ULUSOY ELECTRIC | PGC |  | Cempaka Putih
TP108N | ULUSOYELECTRIC/PMT/KOPEL1 | ULUSOY ELECTRIC | PMT |  | Cempaka Putih
TP108N | ULUSOYELECTRIC/PMT/KOPEL1 | ULUSOY ELECTRIC | PGC |  | Cempaka Putih
PIK76 | PIK76-LBS2 | ULUSOY | LBS 2 |  | Bandengan
AB237 | AB237_LBS2 | KIT 27.2 | LBS |  | Bandengan
PL225 | .. | SCHNEIDER | LBS | 2018 | Pondok Kopi
MD91 | - | ABB SAFEPLUS | LBS |  | Marunda
MP20 | 0351.20.213 | EGA | LBS MOTORIZE | 2020 | Bulungan
GD41 | 0080.21.214 | EGA | PB | 2021 | Ciracas
KG106 | - | KIT 27,3 | PB |  | Marunda
GH0033 | T73005052683-0089 | SIEMENS | LBS | 2017 | Marunda
GH0033 | T73005065334-0123 | SIEMENS | LBS | 2017 | Marunda
GH0033 | T73005052683-0074 | SIEMENS | LBS | 2017 | Marunda
SD153 | 2017CSF63295 | ORMAZABAL | LBS | 2017 | Tanjung Priok
SD153 | 2017CSF63297 | ORMAZABAL | LBS | 2017 | Tanjung Priok
KB506 | 0469.20213.2020 | EGA | LBS MOTORIZE | 2020 | Bulungan
GD345P | 0009.21.213 | EGA | LBS | 2012 | Ciracas
E405 | E405-039220243 | EGA | LBS (MOTORIZE) | 2020 | Kramat Jati
PGS12 | - | ULUSOY | PB | 2021 | Marunda
SP213N | - | FLUOKIT-M | LBS |  | Menteng
MP80 | 0 | SCHNEIDER | LBS |  | Bulungan
JS213 | CI.2017.W19.2.0032 | SCHNEIDER SM6 | CBOG | 2017 | Pondok Gede
JS216 | CI-2021-W39-1-1403 | SCHNEIDER RM6 | LBS | 2021 | Pondok Gede
RG202 | RG202 | SCHENEIDER | KOPEL |  | Lenteng Agung
CL40 | CSF 63277 | ORMAZABAL | LBS | 2017 | Marunda
CL40 | CSF 61045 | ORMAZABAL | PB | 2017 | Marunda
KG178 | - | SCHNEIDER SM6 | KOPEL |  | Marunda
T22N | 0898.18.214 | EGA | PB | 2018 | Menteng
PK92 | S/N 18071788 | EGA | PB 1 | 2018 | Marunda
CB18 | 502308268/2001.09 | ABB SAFEPLUS | LBS | 2018 | Ciracas
CK171 | S/N 1801532 | EGA | LBS | 2018 | Marunda
PD49 | 0852.17.216 | EGA | LBS | 2017 | Pondok Gede
JS73 | 0284.19.214 | EGA | LBS | 2019 | Pondok Gede
GD245 | CI.2017.W35.5.0012 | SCHNEIDER SM6 | LBS | 2017 | Ciracas
PD50 | 5831 | UNINDO FLUOKIT M | LBS | 1996 | Pondok Gede
PP24A | 0670.18.214 | EGA | PB | 2018 | Bulungan
PP24A | 0660.18.204 | EGA | PB | 2018 | Bulungan
JW4P | 13.0244 | ABB UniSwitch | PB | 2013 | Pondok Gede
JW4P | CI-2014-W04-5-0019 | SCHNEIDER SM6 | LBS | 2014 | Pondok Gede
JR136 | SB-2011-W16-5-0043 | SCHNEIDER RM6 | LBS | 2011 | Pondok Gede
PDR16 | 0363.18.212 | EGA | LBS | 2018 | Pondok Gede
JS167 | 1215.17.213 | EGA | LBS | 2017 | Pondok Gede
JR170 | 24445/104/11/01/E6 | GAE | LBS | 2011 | Pondok Gede
MN32 | 0166.19.213 | EGA | LBS MOTORIZED | 2019 | Pondok Gede
JR14 | - | GAE | LBS | - | Pondok Gede
PD63 | CI2012W4220005 | SCHNEIDER SM6 | PGC | 2012 | Pondok Gede
JR107 | 134143 | UNINDO FLUOKIT M | PB | 2012 | Pondok Gede
E102N | 1760.17.213 | EGA | LBS | 2017 | Pondok Gede
JS25 | 87917216 | EGA | CBOG | - | Pondok Gede
E248 | E248-131618234 | EGA | CBOG | 2018 | Kramat Jati
KB499 | 1927S038 | ORMAZABAL | LBS |  | Bulungan
KB203 | 1928 S 056 | ORMAZABAL | PB |  | Bulungan
KB203 | 1928 S 056 | ORMAZABAL | LBS |  | Bulungan
KB93N | 1929S057 | ORMAZABAL | PB |  | Bulungan
TD379 | 1930S106 | ORMAZABAL | LBS |  | Bulungan
PP139 | 1928S057 | ORMAZABAL | PB |  | Bulungan
KB502 | 1927S157 | ORMAZABAL | LBS |  | Bulungan
KB466 | 2019CSF63105 | ORMAZABAL | LBS |  | Bulungan
MP90 | 1927S122 | Ormazabal | LBS | 2019 | Bulungan
MP90 | 1927S122 | Ormazabal | PB | 2019 | Bulungan
MP125 | 1927S128 | Ormazabal | LBS | 2019 | Bulungan
KG189 | - | FLOUKIT M | B1 |  | Marunda
KB63B | C1.2017.W.52.2.0053 | SCHNEIDER | LBS |  | Bulungan
MN56 | C1-2020-W07-5-0022 | SCHNEIDER | LBS (MOTORIZED) | 2020 | Pondok Gede
MN56 | C1-2020-W07-4-0020 | SCHNEIDER | LBS (MOTORIZED) | 2020 | Pondok Gede
GD2 | CI.2019.W20.3.0031 | SCHNEIDER SM6 | LBS |  | Ciracas
GD92 | CI.2020.W08.4.0071 | SCHNEIDER SM6 | CBOM |  | Ciracas
BT422 | C1-2019-1041-4-1401 | SCHNEIDER | LBS | 2019 | Bintaro
BT421 | C1-2019-W41-4-1402 | SCHNEIDER | LBS | 2019 | Bintaro
CD413 | 2372-19 | ULUSOY | LBS | 2019 | Bintaro
KB609 | CI-2019-W20.2.0021 | SCHNEIDER | CBO MOTORIZE |  | Bulungan
KB609 | 348217.213.2017 | SCHNEIDER | LBS MOTORIZE |  | Bulungan
PML35 | 2386-19 | ULUSOY | LBS | 2019 | Ciputat
MK186 | 27233 | FLUOKIT M | PB | 2017 | Cengkareng
TD314 | 2019 | UNINDO | LBS | 2019 | Ciputat
JTK1 | 0191.16.214 | EGA | PB |  | Ciracas
JTK1 | 1533.18.213 | EGA | LBS |  | Ciracas
KM51 | 24718234 | EGA | CBOG | 2018 | Jatinegara
KM51 | CI-2018-W32-7-0005-F2 | SCHNEIDER | ACO | 2018 | Jatinegara
KM11 | CI-2019-W40-3-0028 | SCHNEIDER | ACO | 2019 | Jatinegara
TD147 | 323 | UNINDO | CBOM | 2019 | Ciputat
KG460 | 2445-19 | ULUSOY | LBS MOTORIZE | 2019 | Tanjung Priok
E322P | CI-2015-W45-1-0019 | SCHNEIDER SM6 | LBS | 2015 | Pondok Gede
KG463 | 0901-20 | ULUSOY | LBS | 2020 | Tanjung Priok
KM1 | KM1_T73005442541-0080 | SIEMENS | LBS | 2018 | Jatinegara
PM17BIS | PM17BIS_C1-2017-W05-2-002 | SCHNEIDER | LBS | 2018 | Jatinegara
TB45 | TB45_SB-2011-W16-4-0058 | SCHNEIDER | LBS | 2011 | Jatinegara
BK123 | - | EGA | LBS |  | Marunda
KJ188 | 0771.18.212 (KJ188) | SCHNEIDER | LBS | 2018 | Kebon Jeruk
SP16 | 2018CSF63250 (SP16) | F&G | LBSM | 2018 | Kebon Jeruk
TD87B | 154719213 | EGA | LBS MOTORIZE | 2019 | Ciputat
KL70 | C1.2019.W39.4.0078 | SCHNEIDER | CBOM |  | Bulungan
BK281 | - | SCHNEIDER | LBS |  | Marunda
CB148 | 2019.CSF63266 | ORMAJABAL | LBS | 2019 | Ciracas
KDR320 | 214819 | ULUSOY | LBS MOT | 2019 | Cengkareng
KJ106 | CV 06-5143/016 | SIEMENS | LBS |  | Kebon Jeruk
K158 | W19-3-0081 | SCHNEIDER | CBOM | 2019 | Menteng
JR86 | 2019CSF63354 | ORMAZABAL | LBS |  | Ciracas
K269 | 2019CSF63259 | ORMAZABAL | LBS MOTORIZE | 2019 | Menteng
TT3 | CI-2019-W12-1-1405 | SCHNEIDER RM6 | PB FULLY | 2019 | Menteng
TT4 | CI-2019-W11-5-0022 | SCHNEIDER | CBOM | 2019 | Menteng
K282P | CI-2019-W32-3-1403 | Schneider SM6 | LBS RMU | 2019 | Menteng
K2C | 7896684EN. | EGA | CBOM (MP) | 2019 | Menteng
KB157 | CI-2019-W37-5-0035 | Schneider SM6 | LBS MOTORIZE | 2019 | Menteng
KB157 | CI-2019-W40-3-0010 | Schneider SM6 | PB MANUAL | 2019 | Menteng
KB157 | CI-2019-W40-3-0006 | Schneider SM6 | PB MANUAL | 2019 | Menteng
KB169 | 1764.17.234 | EGA | CBOM (MP) | 2017 | Menteng
KB169 | 1522.18.214 | EGA | PB MANUAL | 2018 | Menteng
MD53 | - | EGA | LBS |  | Marunda
S18 | CI-2019-W42-5-1404 | Schneider RM6 | LBS Motorized | 2019 | Menteng
CK258 | 0216.21.213 | EGA | LBS | 2021 | Marunda
KJ421 | 1267.18.214_KJ421 | EGA | TP | 2018 | Kebon Jeruk
PP89 | 1029.18.214 | EGA | PB | 2018 | Bulungan
PD58P | 374017213 (MOT) | EGA | LBS | 2017 | Pondok Gede
PD58P | 123818214 | EGA | PB | 2018 | Pondok Gede
MN7 | 1372 | UNINDO FLUOKIT M | LBS | 1992 | Pondok Gede
MN7 | 481 | UNINDO FLUOKIT M | PT | 1992 | Pondok Gede
E160A | 1058.17.212 | EGA | LBS | 2017 | Pondok Gede
MN36 | 500411660/5011-22 | ABB SAFEPLUS | LBS | 2011 | Pondok Gede
MN36 | 500411660/5021-12 | ABB SAFEPLUS | PB | 2011 | Pondok Gede
JW12 | 22404/032/10/01/E6 | GAE | LBS | 2010 | Pondok Gede
JW12 | 22324/032/10/01/E6 | GAE | LBS | 2010 | Pondok Gede
JR26 | 14471 | UNINDO FLUOKIT M24+ | LBS | 2011 | Pondok Gede
JR26 | 1516.17.214 | EGA | PB II | 2017 | Pondok Gede
CKG189 | CI-2018-W38-2-0003 | SCHINEIDER | LBS | 2018 | Cengkareng
KDR50P | CSF63219 | ORMAZABAL | LBS | 2019 | Cengkareng
PK232 | 1047.18.214 | EGA | PB 2 | 2018 | Marunda
MP15 | IL12984-2004 | VEI | PB | 2004 | Bulungan
TA141 | CI-2019-W06-4-0032 | SCHINEIDER | PGC | 2019 | Cengkareng
TB42 | TB42_0075.19.212 | EGA | PB | 2019 | Jatinegara
BK73 | - | SCHNEIDER | LBS |  | Marunda
TB7 | 0074.19.212 | EGA | LBS MANUAL | 2019 | Jatinegara
K23N | IDABB419010156 | ABB | LBS | 2018 | Jatinegara
K23N | IDABB419010166 | ABB | PB | 2018 | Jatinegara
JS254 | 1266.18.214 | EGA | PB | 2018 | Pondok Gede
KDR49PPAT | - | ORMAZABAL | LBS |  | Cengkareng
KDR49PPAT | - | ORMAZABAL | PB |  | Cengkareng
TA173 | - | SCHINEIDER | PB |  | Cengkareng
BC201 | - | SCHINEIDER | LBS |  | Cengkareng
BC250 | 3750037 | SCHINEIDER | LBS | 2018 | Cengkareng
T106 | T106 | SCHNEIDER | CBO |  | Menteng
CNK30 | 0148.19.213 | EGA | LBS MOTORIZE | 2019 | Ciputat
CNK30 | 0198.19.217 | EGA | LBS | 2019 | Ciputat
BK277 | - | SCHNEIDER | LBS |  | Marunda
PIK56 | 1801737-LBS-PIK56 | EGA | LBS |  | Bandengan
KM87 | IDABB419080917 | ABB | LBS MOTORIZE | 2019 | Jatinegara
KM71 | CI-2019-W38-4-1401 | SCHNEIDER RM6 | LBS MOTORIZE | 2019 | Jatinegara
PML29 | C1-W34-4-0016 | SCHNEIDER | LBS | 2019 | Ciputat
KD82 | CI-2019-W38-2-1405 | SCHNEIDER RM6 | LBS MOTORIZE | 2019 | Jatinegara
TB5 | IDABB419010013 | ABB | METERING | 2018 | Jatinegara
K228 | 2274-19 | ULUSOY | CBO PELANGGAN | 2019 | Jatinegara
K228 | 2273-19 | ULUSOY | CBO PELANGGAN | 2019 | Jatinegara
DK65 | 1174 | FLUOKIT M | PB | 1997 | Cengkareng
E34 | E34-W4840041 | SCHNEIDER | LBS (MOTORIZE) | 2019 | Kramat Jati
MD58 | - | SCHNEIDER | CBOM |  | Marunda
BK67 | - | EGA | LBS |  | Marunda
BK282 | - | SIEMENS | LBS |  | Marunda
BK282 | - | SIEMENS | LBS |  | Marunda
GNS35N | GNS35_PGC | SCHNEIDER SM6 | PGC |  | Bandengan
BK291 | - | FLUOKIT.M | LBS |  | Marunda
BK281 | - | SCHNEIDER | LBS |  | Marunda